## Submittals library
SUBMITTAL'S LIBRARY
Job's Name | Ready | Responsible | Client | Address | Architect | Area (SQRS) | System | Manufacturer | Scope of work | Section Spec | SOW Keywords | Primary product keywords | Primary product PDS URL | Accessories products keywords | Accessories product PDS URL | Number of Details | Name of Details
Auto Dealership, Covington, LA |  |  | Roofing Solutions | 955 NORTH HIGHWAY 190, COVINGTON, LA, 70433 | FAUNTLEROY LATHAM WELDON BARRÉ ARCHITECTS | 47 | ACM | ALUSYSTEMS | • Demolition of existing Aluminum Composite Panels per drawings (Dumpster excluded) • Rout and return Rain Screen System, System 40 by AluSystem, Aluminum Composite Metal Wall Panels, 4 mm thick, FR Core by Alucobond o Color 1: Sunrise Silver Metallic o Color 2: Nissan Gray o Aluminum attachment extrusions, fasteners, ACM reveal strip, flashing and trim related to metal wall panel system only. • 0.040” Prefinished Aluminum Shop Fabricated Coping Cap at new panels locations only o Color to match Aluminum Composite Panels | 07 42 13 - COMPOSITE METAL WALL PANELS | Demolition Aluminum Composite Panels Rout and Return Rain Screen System System 40 AluSystem 4 mm Thick FR Core Alucobond Sunrise Silver Metallic Nissan Gray Aluminum Attachment Extrusions Fasteners ACM Reveal Strip Flashing Trim Metal Wall Panel System Prefinished Aluminum Shop Fabricated Coping Cap Color Matching | Aluminum Composite metal wall panel system, 40 Rain Serie Screen | n/a | attachment extrusions, fasteners, ACM reveal strip, flashing and trim | n/a
Benny's Carwash on Burnside, Gonzales, LA |  |  | Roofing Solutions | 1112 S. BURNSIDE AVENUE, GONZALES, LA 70737 | CHENEVERT ARCHITECTS, LLC | 19 | ACM | ALUSYSTEMS | 07 42 43 – Aluminum-Faced Composite Wall Panels System over 5/8" exterior sheathing / 1 -1/2” 18 ga. Z-Furring Channel @ Mobil 1 Lube a) Install Alusystems Rout-and-Return Rain Screen System 40 Aluminum Composite Panels with Alucobond 4mm FR Core (Color: Bone White) b) Install 0.040” Pre-Finished Aluminum ACM Panels related sheet metal flashing and trim. | 07 42 43 - ALUMINUM-FACED COMPOSITE WALL PANELS | Aluminum-Faced Composite Wall Panels Exterior Sheathing Z-Furring Channel Mobil 1 Lube Alusystems Rout-and-Return Rain Screen System 40 Alucobond 4mm FR Core Bone White Color Pre-Finished Aluminum ACM Panels Sheet Metal Flashing Trim Composite Wall Panels System Install Rout-and-Return Rain Screen System Exterior Sheathing Aluminum Composite Panels 0.040” Thickness FR Core Sheet Metal Channel | Aluminum Composite metal wall panel system, 40 Rain Serie Screen | n/a | attachment extrusions, fasteners, ACM reveal strip, flashing and trim Z-Furring, 5/8" Sheathing | n/a
EJGH ED Renovation Addition-2nd |  |  | Roofing Solutions | 4200 HOUMA BLVD. | SIZELER THOMPSON BROWN ARCHITECTS HEALTHCARE DESIGN GROUP | 48 | ACM | ALUSYSTEMS | SECTION 07 4213 – COMPOSITE MATERIAL WALL PANELS I. ACM Wall Panels over 2” Zee-Girts (by others) and 2” Mineral Wool Insulation (by others) a) Install Alusystem Series 40 – Rainscreen Aluminum Composite Wall Panels using Alpolic 4mm FR Core material according to manufacturer’s installation instructions. b) Install aluminum attachment clips, fasteners and ACM reveal strip related to ACM panels. c) Install 0.032” pre-finished aluminum flashing and trim related to ACM panels. | 07 42 13 - COMPOSITE WALL PANELS 07 62 00 - SHEET METAL FLASHING AND TRIM | ACM Wall Panels Zee-Girts Mineral Wool Insulation Alusystem Series 40 Rainscreen Aluminum Composite Wall Panels Alpolic 4mm FR Core Aluminum Attachment Clips Fasteners ACM Reveal Strip Pre-finished Aluminum Flashing Trim Installation Instructions Wall Panel Installation Building Materials Construction Exterior Cladding Building Facade Architectural Finishes
Acadiana Criminalistics Laboratory 100%-2nd |  |  | Roofing Solutions | 5004 W ADMIRAL DOYLE DR, NEW IBERIA, LA 70560-9135 | ARCHITECT'S DESIGN STUDIO | 609 | SBS, FIBER CEMENT, METAL WALL PANELS | JOHNS MANVILLE | Modified Bitumen Membrane Roofing $674,037.00 • JM 2-Ply SBS Modified Bitumen Roofing System (Torched) o 1 1/2" x 18” Perlite Edge Strip o 1/2” Gypsum Coverboard (Mechanically Fastened down to Metal Deck) o 1/2’’ Tapered Polyiso Insulation at Crickets Only o Two (2) Layers of 2.6” Polyiso Insulation (R-30 per Specs) • 0.063” Prefinished Aluminum Coping (Prefabricated) o One (1) Color to be selected from the Manufacturer’s In-Stock Standard Colors • 0.050” Prefinished Aluminum Roof Edge Fascia (Prefabricated) o One (1) Color to be selected from the Manufacturer’s In-Stock Standard Colors • 0.040” Prefinished Aluminum Counterflashing, Gutters, and Downspouts (Shop Fabricated) o One (1) Color to be selected from the Manufacturer’s In-Stock Standard Colors Metal Wall & Soffit Panels $309,152.00 • Berridge 24 Ga. Prefinished Steel HR-16 Metal Wall Panels (Type A) o 24 Ga. Prefinished Steel J-Trim o Prefabricated Mitered Corners o One (1) Color to be selected from the Manufacturer’s In-Stock Standard Colors • Berridge 24 Ga. Prefinished Steel HR-16 Metal Wall Panels (Type B) o 24 Ga. Prefinished Steel J-Trim o Prefabricated Mitered Corners o One (1) Color to be selected from the Manufacturer’s In-Stock Metallic Colors • Berridge 24 Ga. Prefinished Steel Fluted Fascia Metal Wall Panels (Type C) o 24 Ga. Prefinished Steel J-Trim and Corner Trim o One (1) Color to be selected from the Manufacturer’s In-Stock Metallic Colors • Berridge 24 Ga. Prefinished Steel BR-12 Metal Wall Panels (Type D) o 24 Ga. Prefinished Steel J-Trim and Corner Trim o One (1) Color to be selected from the Manufacturer’s In-Stock Standard Colors • Longboard Extruded Aluminum 6” Tongue & Groove Metal Wall and Soffit Panels (Type E) o Related Flashing and Trim o Wood Grain Finish Longboard Link & Lock Battens • Longboard Extruded Aluminum 2x4, 2x6, 2x6 Link & Lock Battens o Prefabricated Caps o Wood Grain Finish Metal Column Wrap $30,664.00 • Two (ea.) Fry Reglet 0.090” Prefinished Aluminum Column Wraps • One (1) Color to be selected from the Manufacturer’s In-Stock Metallic Colors Fiber Cement Siding $196,558.00 • 8mm AFC Cladding Fiber Cement Panels o Related Flashing and Trim o Standard Colors o Mock-Up | 07 60 00 - FLASHING AND SHEET METAL 07 71 00 - MANUFACTURED ROOF SPECIALTIES 074646 - FIBER CEMENT SIDING 07 52 16 - MODIFIED BITUMINOUS MEMBRANE | Modified Bitumen Membrane Roofing JM 2-Ply SBS Roofing System Perlite Edge Strip Gypsum Coverboard Tapered Polyiso Insulation Prefinished Aluminum Coping Prefinished Aluminum Roof Edge Fascia Prefinished Aluminum Counterflashing Metal Wall Panels Prefinished Steel HR-16 Prefabricated Mitered Corners Metallic Colors Fluted Fascia Metal Wall Panels Prefinished Steel BR-12 Longboard Extruded Aluminum Tongue & Groove Metal Wall Panels Link & Lock Battens Metal Column Wrap Fry Reglet Column Wraps Fiber Cement Siding
Little Oak Middle School Addition |  |  | Roofing Solutions | 59241 Rebel Drive Slidell, LA 70641 | VergesRome Architects | N/A | ACM | ALUSYSTEMS | I. Metal Composite Wall Panels System over 5/8” plywood sheathing a) Install Alusystems Rain Screen ‐ Series 40 Metal Composite Panels using Reynobond 4mm FR Core material according to Manufacturer’s installation instructions. b) Install aluminum attachment clips, fasteners, sealant related to metal wall panel system. c) Install 0.040” pre‐finished aluminum flashing and trim related to metal composite wall panel system (to match panel´s finish). | Section 074213 – Metal Composite Material Wall Panels | Metal Composite Wall Panels Plywood Sheathing Alusystems Rain Screen Series 40 Metal Composite Panels Reynobond 4mm FR Core Aluminum Attachment Clips Fasteners Sealant Pre-finished Aluminum Flashing
Mildred Osborne for JM |  |  | Roofing Solutions | 6701 Curran Blvd. New Orleans, LA 70126 | N/A | N/A | ACM | ALUSYSTEMS | • Rain Screen System/Wet Seal System, System 40/10 by Alusystems, Aluminum Composite Metal Wall Panels, 4/6mm thick, FR/PE core by Reynobond/Alucobond/Alpolic/an approved manufacturer o Color 1 (Excludes Review Manufacturer’s Color Chart and Exclude Premium/Specialty Colors) o Color 2 (Excludes Review Manufacturer’s Color Chart and Exclude Premium/Specialty Colors) • Aluminum attachment extrusions, clips, backer rod, gaskets, fasteners, sealants, ACM reveal strip, flashing and trim related to metal wall panel system only. • Mock-Up (Color Selection must be decided prior to ordering the Mock-Up material) | N/A. | Rain Screen System Wet Seal System System 40/10 Aluminum Composite Metal Wall Panels Reynobond Alucobond Alpolic Aluminum attachment extrusions Metal wall panel system ACM reveal strip
Project Bridge - LFT1 - Carencro, LA |  |  | Roofing Solutions | 533 BOLIVAR ST, NEW ORLEANS, LA 70112 | LAMAR JOHSON COLLABORATIVE | N/A | ACM | ALUSYSTEMS | Section 074264 – Metal Composite Material Wall I. ACM panels over 3/4” exterior sheathing (by others) at Main Entry Canopy (West Elevation and Soffit) and Recruiting Entrance Canopy (West Elevation, Soffit and Canopy Roof), refer to shop drawings for location. a) Install 18 ga. steel 7/8” hat channels. b) Install 1/4” Shims. c) Install Alusystems Series 10 – Wet Seal Aluminum Composite Wall Panels using Reynobond 4mm FR Core Material according to manufacturer’s installation instructions (color to match Pantone #2995C). d) Install 0.032” pre-finished aluminum flashing and trim related to ACM panels. | Section 074264 – Metal Composite Material Wall Panels | ACM panels Exterior sheathing Main Entry Canopy Recruiting Entrance Canopy Hat channels Shims Alusystems Series 10 Wet Seal Aluminum Composite Wall Panels Reynobond 4mm FR Core Material Pre-finished aluminum flashing
Relief Windows - Renovations for Office Building |  |  | Roofing Solutions | 16543 Airline Highway, Prairieville, LA 70769 | Ritter Maher Architects | N/A | ACM | ALUSYSTEMS | I. Aluminum Composite Wall Panels System over 1/2" plywood sheathing @ Indicated Building Façades a) Install Alusystems Rout-and-Return Wet Seal System 40 Aluminum Composite Panels with its corresponding extrusions, ACM reveal strip and accessories using Alpolic 4mm FR Core (Color 1 & Color 2 to be determined) b) Install 0.032” Pre-Finished Aluminum ACM Panels related sheet metal flashing and trim. I. Aluminum Composite Wall Panels System over 1/2" plywood sheathing @ Indicated Building Façades a) Install Alusystems Rout-and-Return Wet Seal System 40 Aluminum Composite Panels with its corresponding extrusions, ACM reveal strip and accessories using Alpolic 4mm FR Core (Color 1 & Color 2 to be determined) b) Install 0.032” Pre-Finished Aluminum ACM Panels related sheet metal flashing and trim. II. Metal Wall Panels System over existing stud framing @ Parapet Liner a) Install 24 ga. Pre-Finished Steel 12” Berridge R-Panel Wall Panels (Color to be determined) b) Install 0.032” Pre-Finished Aluminum ES-1 Tested Coping Caps c) Install 24 ga. Pre-Finished Steel J-Trims and all Wall Panels related sheet metal flashing and trim. |  | Aluminum Composite Wall Panels Plywood Sheathing Building Façades Alusystems Rout-and-Return Wet Seal System Extrusions ACM Reveal Strip Alpolic 4mm FR Core Color 1 Color 2 Pre-Finished Aluminum Sheet Metal Flashing Trim Metal Wall Panels Stud Framing Parapet Liner 24 ga. Pre-Finished Steel Berridge R-Panel Wall Panels ES-1 Tested Coping Caps
Reserve Branch Library-3rd (Library section) |  |  | Roofing Solutions | 1482 LA-44, RESERVE, LA 70084 | EWING COLE | N/A | ACM | ALUSYSTEMS | Section 074213.23 Metal Composite Material Wall Panels Section 07 21 00 ADD1 Thermal Insulation | Section 074213.23 Metal Composite Material Wall Panels Section 07 21 00 ADD1 Thermal Insulation | METAL COMPOSITE MATERIAL WALL PANELS ACM Exterior Column Covers Z-Girts JM Cladstone 45 Water & Fire Block Insulation Alusystem Series 40 Rainscreen Aluminum Composite Wall Panels Alucobond Plus FR Core material Pre-finished aluminum flashings | *
LSUHSC Shreveport - Ctr for Medical Edu & Wellness - GMP |  |  | Roofing Solutions | Willis Knighton Hospital 2551 Greenwood Rd, Shreveport, LA 71103 | 1501 KINGS HWY. SHREVEPORT,LA 71103 | 84.7 (METAL WALL PANELS) | ACM METAL WALL PANELS TERRA COTTA RAINSCREEN WALL PANELS | ALUSYSTEMS (ACM) PAC-CLAD (METAL WALL PANELS) TERREAL (TERRA COTTA RAINSCREEN WALL PANELS) | I. Aluminum Composite Wall Panels System over 5/8" exterior gypsum sheathing @ Building Façades (Type A1, A2, A3, A4, A5, B, C1 & C2) a) Install 16 ga. Galvanized Steel Straps to metal studs (Where substrate is not plywood only) b) Install Alusystems Rout-and-Return Rain Screen System 40 Aluminum Composite Panels with Alucobond 4mm FR Core (Color: 2-Coat Custom color) c) Install 0.040” Pre-Finished Aluminum ACM Panels related sheet metal flashing and trim. II. Metal Wall Panels System over 5/8" exterior gypsum sheathing @ Building Façades a) Install 16 ga. Galvanized Steel Straps to metal studs (Where requested according to engineering calculations) a) Install 0.040” Pre-Finished Aluminum 12” PAC CLAD HWP Metal Wall Panels (Exterior side and Interior side Color to be determined) b) Install 0.040” Pre-Finished Aluminum J-Trims, Drip Flashings and all Wall Panels related sheet metal flashing and trim. III. Metal Wall Panels System over steel tube framing/angle @ Screen Walls – Penthouse & Kitchen Mechanical – Dining Area (2/A31-04) b) Install 0.040” Pre-Finished Aluminum 12” PAC CLAD HWP Metal Wall Panels (Exterior side and Interior side Color to be determined) c) Install 0.040” Pre-Finished Aluminum J-Trims, Drip Flashings and all Wall Panels related sheet metal flashing and trim. IV. Terra Cotta Rainscreen Wall Panels System over 5/8" exterior gypsum sheathing @ Building Façades a) Install 18”x 66” Terreak Piterak Slim Terra Cotta Rainscreen Panels (Smooth) with its corresponding engineered rainscreen support framing system b) Install related flashing and trim. | Section 074229 - Terra Cotta Wall Panels Section 074213.13 - Formed Wall Panels Section 074213 - Aluminum Composite Panels Section 076200 - Sheet Metal Flashing and Trim | Aluminum Composite Wall Panels Exterior Gypsum Sheathing Building Façades Galvanized Steel Straps Metal Studs Alusystems Rout-and-Return Rain Screen System Aluminum Composite Panels Alucobond FR Core Pre-Finished Aluminum ACM Panels Sheet Metal Flashing Trim Metal Wall Panels Engineering Calculations PAC CLAD HWP Metal Wall Panels J-Trims Drip Flashings Terra Cotta Rainscreen Panels
Pike County Medical New Clinic |  |  | Roofing Solutions | 309 Llewellyn Avenue, McComb, MS 39648 | Landry, Lewis, Germany Architects, P.A. | 79.93 (TPO) 11.06 (WALL PANEL) | ACM TPO WALL PANELS | ALUSYSTEMS (ACM) GAF (TPO) BERRIDGE (WALL PANELS) | I. ACM Panels over Exterior Sheathing @ all elevations at indicated areas only. a) Install 18 ga. steel 2” Z-Girts @ 16” O.C. b) Install 1.5” DuPont Styrofoam Highload 40 XPS Foam Insulation between each Z-Girt w/ 3/8" galvanized nails. Seal all insulation joints w/ DuPont Weathermate Construction Tape. c) Install Alusystems Series 40 – Rainscreen Aluminum Composite Wall Panels using Alucobond Plus 4mm FR Core Material according to manufacturer’s installation instructions. d) Install aluminum attachment clips, fasteners and sealant related to ACM panels. e) Install 0.040” pre-finished aluminum flashings and batten strips for the ACM panels using Alucobond Axcent Flat Sheets. I. TPO Roof System over sloped Metal Roof Deck @ Main Roof and Entrance Roof. a) Mechanically attach the following materials w/ GAF #12 Drill-Tec Fastener and GAF 3” Drill Tec Steel Plate: - (1) layer of 2” GAF EnergyGuard Flat Polyiso Insulation. - (1) layer of 2.5” GAF EnergyGuard Flat Polyiso Insulation. - 1/2” slope GAF EnergyGuard Tapered Polyiso Insulation (crickets). - 1/2” Georgia-Pacific DensDeck Prime Roof Board (cover board). b) Install GAF EverGuard TPO 60-mil Membrane (Field and Flashings) (color white) w/ GAF EverGuard TPO SBA 1121 Bonding Adhesive. c) Install #12 GAF Drill-Tec Fastener and GAF 3” Drill-Tec Steel Plate @ 12” O.C. at field membrane wall terminations. d) Install Termination Bar w/ Sealant fastened @ 12” O.C. at flashing membrane wall terminations. e) Install 6” GAF EverGuard TPO Cover Tape at roof edges. f) Install GAF EverGuard Extreme TPO Vent Boot and #12 GAF Drill-Tec Fastener and GAF 3” Drill-Tec Steel Plate, 4 per penetration, at all pipe penetrations. g) Install Termination Bar w/ Sealant fastened @ 6” O.C. at flashing membrane curb termination. h) Install GAF EverGuard TPO Walkway Pads at indicated areas only. i) Install 24 ga. pre-finished steel gutter style F and rectangular downspouts. j) Install 22 ga. pre-finished steel coping caps. k) Install 24 ga. pre-finished steel drip edge flashing, fascia, and counter flashings. I. Single Skin Metal Wall Panels System over Exterior Sheathing @ Front Elevation, Back Elevation, Left Side Elevation and Right Side Elevation at Main Entrance and at back side of roof parapet walls. a) Install 24 ga. pre-finished steel Berridge 16” HR-16 Metal Wall Panels according to manufacturer’s installation instructions. b) Install 24 ga. pre-finished steel wall panel related flashing and trim. | Section 074213 - MCM Wall Panel Section 075400 - TPO Roofing Section 075423 – Fully Adhered TPO Roofing Section 076200 – Sheet Metal Flashing and Trim Section 076203 – Seamless Gutters and Downspouts Section 072100 - Insulation | ACM Panels Exterior Sheathing 18 ga. steel Z-Girts DuPont Styrofoam Highload 40 XPS Foam Insulation Galvanized nails Weathermate Construction Tape Alusystems Series 40 Rainscreen Aluminum Composite Wall Panels Alucobond Plus 4mm FR Core Material Aluminum attachment clips Fasteners Sealant 0.040” pre-finished aluminum flashings Batten strips TPO Roof System Sloped Metal Roof Deck GAF EnergyGuard Flat Polyiso Insulation EverGuard TPO 60-mil Membrane Single Skin Metal Wall Panels System
ASU Technology Classroom Building |  |  | Roofing Solutions | [8 empty] | *
Ascension Credit Union Prairieville |  |  | Roofing Solutions | 16159 LA. HWY 73, PRAIRIEVILLE LA. 70769 | RHH ARCHITECTS, APAC | 97 | ASPHALT SHINGLES | GAF | ASPHALT SHINGLES SYSTEM SUMMARY I. Asphalt Shingles Roof System over existing structural steel at ATM Canopy building. a) Install Mid-States Asphalt Quick-Stick HT (underlayment) over the existing roof deck. b) Install GAF Pro-Star started Strip Shingles at eaves and rake. c) Install Mid-States Asphalt Quick-Stick HT (underlayment) Strip at eaves, valleys and rake. d) Install GAF Timberline HDZ High-Definition Shingles with roofing nails according to the manufacturer´s installation instructions. e) Install GAF Seal-A-Ridge Cap and Hip Shingles. f) Install 24 Ga. Pre-Finished Steel Accent diagonal at Columns and cap at Pilasters. g) Install 24 Ga. Pre-finished steel flashings, gutters, and downspouts. II. Asphalt Shingles Roof System over existing structural Deck at the main building. h) Demo the existing roof system and any roof flashing related. i) Install Mid-States Asphalt Quick-Stick HT (underlayment) over the existing roof deck. j) Install GAF Pro-Star started Strip Shingles at eaves and rake. k) Install Mid-States Asphalt Quick-Stick HT (underlayment) Strip at eaves, valleys, and rake. l) Install GAF Timberline HDZ High-Definition Shingles with roofing nails according to the manufacturer´s installation instructions. m) Install GAF Seal-A-Ridge Cap and Hip Shingles. n) Install (2) GAF Master Flow Roof Flashing with Tapered Stack. o) Install 24 Ga. Pre-finished steel box gutters, downspouts, rake, and any roof-related flashing. | 07 31 10 - ASPHALT SHINGLES 07 62 00 - SHEET METAL FLASHING AND TRIM | Asphalt Shingles Roof System Structural Steel ATM Canopy Building Mid-States Asphalt Quick-Stick HT Underlayment GAF Pro-Star Starter Strip Shingles Eaves Rake Valleys GAF Timberline HDZ High-Definition Shingles Manufacturer's Instructions Seal-A-Ridge Cap Hip Shingles Pre-Finished Steel Accent Diagonal Flashings Gutters Downspouts
AUM Science Lab Facility - Renovation of Former ADPH |  |  | Roofing Solutions | 8140 AUM DR, MONTGOMERY, AL 36117 | WILLIAMS BLACKSTOCK ARCHITECTS | 293 | PVC, STANDING SEAM METAL ROOF | CARLISLE, PAC-CLAD | 80 mil White Fleece Back PVC roofing membrane system fully adhered o ½” Gypsum coverboard adhered o ¼” Tapered Polyiso insulation adhered o R-30 Polyiso insulation at new roof addition adhered o R-18 Polyiso insulation at existing roof section adhered o Shop fabricated 0.080” pre-finihsed aluminum coping cap & counter flashing (Color to be selected from manufacturer’s 2 coat stock metallic colors) • 22 Ga. Pre-finished steel standing seam metal roofing system, 16” width & 2” height o One (1) layer of self-adhering underlayment o Color to be selected from manufacturer’s 2 coat stock metallic colors o Shop fabricated 24 Ga pre-finished steel drip edge, headwall flashing & counter flashing (Color to be selected from manufacturer’s 2 coat stock metallic colors) • Bilco E-20 36”x36” Steel Roof Hatch o Bilco LU-4 Ladder Safety Post o Bilco RL2-E 36”x36” Hatch Railing Base Bid: Aluminum Composite Material Wall & Soffit Panels System - $409,289.00 • ACM system by Elemex, 4mm aluminum composite metal wall panels • Color to be selected from Alumitex standard stock colors (excluding Custom Finishes) • Aluminum attachment extrusions, fasteners, ACM reveal strip, flashing and trim related to metal wall panel system ONLY • Shop drawings and warranties per specifications • Price above allows for a maximum of 2 mobilizations* • Fall protection and safety procedures per OSHA standards • This price includes standard liability insurance |  |  | *
Edwards Dental Office |  |  | Roofing Solutions | OLD JEFFERSON HWY. BARON ROUGE, LOUISIANA | RHH ARCHITECS, APAC | 82 (ASPHALT SHINGLES) 1 (STANDING SEAM METAL ROOF) | ASPHALT SHINGLES | TAMKO PAC-CLAD | I. Asphalt Shingle Roof System over structurally sloped 3/4" plywood sheathing a) Install TAMKO Heritage Laminated Asphalt Shingles b) Install TAMKO Shingle Starter (At eaves only) c) Install hip and ridge shingles (As recommended by manufacturer to accommodate application of concrete ridge tiles) d) Install Hecker Concrete Ridge Tiles and V-Ridge Tiles (Color 1: Charcoal, Color 2: Dark Brown) e) Install (1) 16 oz Copper Dormer a) Install 0.032” Pre-finished Aluminum drip edge b) Install 0.032” Pre-finished Aluminum gutter, downspout, and all roof related sheet metal flashing and trim. II. Standing Seam Metal Roof System over structurally sloped metal dormer framing a) Install 24 ga. Pre-Finished Steel 16” PAC CLAD Tite Loc Plus Standing Seam Metal Roof System (Striated) according to Manufacturer´s installation instructions b) Install 24 ga. Pre-finished Steel roof related sheet metal flashings and trim. | 07 31 10 - ASPHALT SHINGLES 07 62 00 - SHEET METAL FLASHING AND TRIM | Asphalt Shingle Roof System TAMKO Heritage Laminated Asphalt Shingles TAMKO Shingle Starter Hip and Ridge Shingles Hecker Concrete Ridge Tiles V-Ridge Tiles Charcoal Color Dark Brown Color 16 oz Copper Dormer 0.032” Pre-finished Aluminum Drip Edge Standing Seam Metal Roof System 24 ga. Pre-Finished Steel PAC CLAD Tite Loc Plus Standing Seam Metal Roof System Metal Dormer Framing Manufacturer's Installation Instructions Striated Roof Related Sheet Metal Flashings Metal Trim Structurally Sloped
GC Bevill State CC Alabama Jasper Campus-Roof Rest, Jasper, AL(Rowland) |  |  | Roofing Solutions | 1412 INDIANA AVE. JASPER, AL 35501 | SR PRODUCTS | 158 | ASPHALT SHINGLES | GAF | Asphalt Shingle Roofing System Summary a) Demo existing shingle roof system down to the roof deck. b) Install SR Products MultiPly Glass (Underlayment) over the entire roof deck. c) Install GAF Pro-Start Starter Strip Shingles at eaves and rakes. d) Install 36” strip of SR Products MultiPly Glass (Underlayment) at valleys. e) Install GAF Timberline HDZ Shingles w/ roofing nails according to manufacturer’s installation instructions. f) Install GAF Seal-A-Ridge Cap/Hip Shingles. g) Install GAF Master Flow Lead Roof Pipe Penetration Flashing at all roof penetrations. h) Install 24 ga. pre-finished steel roof related sheet metal flashing and trim. | 07 31 10 - ASPHALT SHINGLES 07 62 00 - SHEET METAL FLASHING AND TRIM | Asphalt Shingle Roofing System Demo Shingle Roof System Roof Deck SR Products MultiPly Glass Underlayment GAF Pro-Start Starter Strip Shingles Eaves Rakes Valleys GAF Timberline HDZ Shingles Roofing Nails Manufacturer’s Installation Instructions Seal-A-Ridge Cap/Hip Shingles Master Flow Lead Roof Pipe Penetration Flashing Roof Penetrations Pre-finished Steel Sheet Metal Flashing Trim Installation | *
GC Centerville School Reroofing Phase 1 |  |  | Roofing Solutions | 9225 LA-182, CENTERVILLE, LA 70522 | FIRMIN + LAICHE ARCHITECTS LTD | 358 | ASPHALT SHINGLES | GAF | SYSTEM SUMMARY I. Asphalt Shingles Roof System (over wood deck) @ Building A, B & C a) Remove existing shingles and underlayment down to deck b) Remove and replace damaged CDX plywood. 256sqft at section A, 128sqft at section B and 64sqft at section C. c) Provide and install (1) layer GAF Deck Armor Roof Deck Protection Underlayment over all deck with cap nails d) Provide and install GAF WeatherWatch Mineral Surfaced Leak Barrier at Eaves, Valleys, Rakes and other vulnerable lead areas (Refer to manufacturer's installation instructions) e) Provide and install Weatherwood Timberline HDZ Lifetime Shingles with 1-1/4” long hot dipped galvanized nails according to manufacturer’s installation instructions f) Provide and install GAF Pro-Start Eave Starter Strip at indicated areas g) Provide and install GAF Seal-A-Ridge Cap Shingles at Ridges and Hips h) Provide and install GAF Cobra Rigid Vent 3 Ridge Vent centered over ridge i) Provide and install LOMANCO Aluminum internally Braced Whirlybird Wind Turbine size to match existing only at Building B. j) Provide and install Pac Clad 24 ga. Pre-finished steel metal Fascia, Downspouts, Gutters, Flashing and trim where indicated. (Select color to match existing) | 07 31 10 - ASPHALT SHINGLES 07 62 00 - SHEET METAL FLASHING AND TRIM | Asphalt Shingles Wood Deck CDX Plywood GAF Deck Armor WeatherWatch Leak Barrier Timberline HDZ Shingles Galvanized Nails Pro-Start Eave Starter Strip Seal-A-Ridge Cap Shingles Cobra Rigid Vent 3 Ridge Vent LOMANCO Aluminum Whirlybird Pac Clad Pre-finished Steel Metal Fascia Downspouts Gutters Flashing Trim Eaves Valleys Rakes | *
GC HL & Winter Storm Repairs Oakdale Housing |  |  | Roofing Solutions | 801 E 7TH AVE, OKDALE LA 71463 | BARRAS ARCHITECTS | 60 | ASPHALT SHINGLES | TAMKO | SYSTEM SUMMARY I. Asphalt Shingles Roof System over existing sloped deck. a) Remove existing shingles and underlayment down to deck b) Install (1) layer Mid-States Asphalt #30 Felt Underlayment over all deck c) Install TRI-BUILT Synthetic Roof Underlayment at Eaves, Valleys, Rakes and other vulnerable lead areas d) Install TAMKO Heritage Asphalt Shingles with 1-1/4” smooth shank roofing nails according to manufacturer’s installation instructions. (Select colors to match existing) e) Install TAMKO Shingle Starter at indicated areas f) Install TAMKO Cap Shingles at Ridges and Hips g) Install GAF Cobra Rigid Vent 3 Ridge Vent centered over ridge h) Install Pac Clad .024'' Pre-finished Aluminum metal drip edge (Please select colors) i) Install Pac Clad .024'' Pre-finished Aluminum frashing and trim. (Please select color for trim) | 07 31 10 - ASPHALT SHINGLES 07 62 00 - SHEET METAL FLASHING AND TRIM | Asphalt Shingles Roof System Sloped Deck Remove Existing Shingles Underlayment Mid-States Asphalt #30 Felt TRI-BUILT Synthetic Roof Underlayment Eaves Valleys Rakes TAMKO Heritage Asphalt Shingles Smooth Shank Roofing Nails TAMKO Shingle Starter Cap Shingles GAF Cobra Rigid Vent 3 Ridge Vent Pac Clad .024'' Pre-finished Aluminum Drip Edge Pac Clad .024'' Pre-finished Aluminum Flashing Trim Installation Instructions Color Selection
Baton Rouge General Ascension-2nd |  |  | Roofing Solutions | 14105 HIGHWAY 73, PRAIRIEVILLE, LA 70769 | WASHER HILL LIPSCOMB CABANISS ARCHITECTURE (LA), LLC. | 115 | ACM | ALUSYSTEMS | Composite Wall Panels - Section 07 42 43: $309,950.00 Rout-and-Return Rainscreen System 40 by Alusystems, Aluminum Composite Metal Wall Panels, 4mm thick, FR core by Alpolic. (1) Color: Custom color per Architect’s Sample (as indicated on Specs)  Aluminum attachment extrusions, fasteners, sealants, ACM reveal strip, flashing and trim related to metal wall panel system only.  Metal straps as subframing. Notice that subframing is required if substrate is not plywood.
GC HL Bell City Roof Rpl Classroom |  |  | Roofing Solutions | LAKE CHARLES, LA 70615 | MOSS ARCHITECTS INC. | 95 | ASPHALT SHINGLES | GAF | ASPHALT SHINGLES ROOF SYSTEM SUMMARY I.Asphalt Shingle Roof System over existing structurally sloped plywood deck. a) Demo existing roof down to deck. b) Install Viking Shield Underlayment with plastic cap simplex nail. c) Install Storm Guard Leak Barrier Self-Adhering Underlayment patch at roof penetrations, eave, valley and rake. d) Install Timberline HDZ Asphalt Shingles with Roofing Nails e) Install GAF Cobra Rigid Vent 3 Ridge Vent where indicated only. f) Install GAF Timbertex Hip and Ridge Shingle and GAF Pro Starter Shingle. g) Install pipe boots at roof penetrations. h) Replace all existing rake trim and vinyl fascia, to match existing. i) Install 24 ga. pre-finished steel metal gutter, downspout and eave flashing. j) Install wood blocking as required. | 07 31 10 - ASPHALT SHINGLES 07 62 00 - SHEET METAL FLASHING AND TRIM | Asphalt Shingles Roof System Structurally Sloped Plywood Deck Demo Existing Roof Viking Shield Underlayment Plastic Cap Simplex Nail Storm Guard Leak Barrier Self-Adhering Underlayment Roof Penetrations Eave Valley Rake Timberline HDZ Asphalt Shingles Roofing Nails GAF Cobra Rigid Vent 3 Ridge Vent GAF Timbertex Hip and Ridge Shingle GAF Pro Starter Shingle Pipe Boots Rake Trim Vinyl Fascia | *REPEATED (HL BELL CITY)
GC HL Brentwood Elem EMER Roofing Repairs |  |  | Roofing Solutions | LAKE CHARLES, LA 70615 | MANNING ARCHITECTURE INTERIORS PLANNING | 63 | ASPHALT SHINGLES | ATLAS | ASPHALT SHINGLES ROOF SYSTEM SUMMARY I. Asphalt Shingle Roof System over existing structurally sloped plywood deck a) Demo existing roof down to deck. b) Repair damaged areas on wood deck. c) Install Atlas Summit 60 Synthetic Underlayment all over the deck. d) Install Atlas WeatherMaster Tile Ice & Water Shield at valleys and eaves. e) Install Atlas StormMaster Shake High Wind & Impact Resistant Asphalt Shingles. f) Install Lomanco OmniRidge OR-4 Ridge Vent Data Sheet. g) Install Atlas Pro-Cut Shing Hip & Shingle Shingles, and Atlas Pro-Cut Shingle Starter where required. h) Install pipe boot at roof penetrations. i) Install 24 ga. pre-finished steel eave flashing. | 07 31 10 - ASPHALT SHINGLES 07 62 00 - SHEET METAL FLASHING AND TRIM | Asphalt Shingles Roof System Structurally Sloped Plywood Deck Demo Existing Roof Wood Deck Repair Atlas Summit 60 Synthetic Underlayment Atlas WeatherMaster Tile Ice & Water Shield Valleys Eaves Atlas StormMaster Shake Shingles High Wind Resistance Impact Resistance Lomanco OmniRidge OR-4 Ridge Vent Data Sheet Atlas Pro-Cut Shingle Hip Shingle Starter Pipe Boot Roof Penetrations 24 ga. Pre-finished Steel Eave Flashing Installation | *
GC HL Macon Rd Housing Development Roof Work |  |  | Roofing Solutions | LAFAYETTE HOUSING AUTHORITY MACON RD. LA 70506 | FIRMIN + LAICHE ARCHITECTS LTD | 3 | ASPHALT SHINGLES | GAF | SYSTEM SUMMARY I. Asphalt Shingles Roof System Type 2 Roofing over existing sloped deck. a) Remove existing shingles and underlayment down to deck b) Install (1) layer GAF Felt Buster Underlayment over all deck c) Install GAF WeatherWatch Mineral Surfaced Leak Barrier at Eaves, Valleys, Rakes and other vulnerable lead areas (Refer to manufacturer's installation instructions) d) Install GAF Timberline HDZ Asphalt Shingles with 1-1/4” smooth shank roofing nails according to manufacturer’s installation instructions. Six nails per shingle. (Color: Weatherwood) e) Install GAF Pro-Start Eave Starter Strip at indicated areas f) Install GAF Seal-A-Ridge Cap Shingles at Ridges and Hips g) Install GAF Cobra Rigid Vent 3 Ridge Vent centered over ridge h) Install FLAMCO 26 ga. Pre-finished Steel metal drip edge (Color: Char Brz) i) Install Pac Clad 24 ga. Pre-finished Steel metal fascia (Color: Bone White) j) Existing metal valley flashing to be removed and reinstalled for self-adhering underlayment installation under flashing (at valleys without damage). | 07 31 10 - ASPHALT SHINGLES 07 62 00 - SHEET METAL FLASHING AND TRIM | Asphalt Shingles Roof System Sloped Deck Removal Underlayment GAF Felt Buster GAF WeatherWatch Leak Barrier GAF Timberline HDZ Roofing Nails Installation Instructions Weatherwood GAF Pro-Start Eave Starter Strip GAF Seal-A-Ridge Cap Shingles Ridges Hips GAF Cobra Rigid Vent 3 FLAMCO Pre-finished Steel Drip Edge Char Brz Pac Clad Pre-finished Steel Fascia Bone White
GC Lafayette Housing Hurricane Roof Repair MLK Housing Develp |  |  | Roofing Solutions | LAFAYETTE HOUSING AUTHORITY, 115 KATTIE DR, LAFAYETTE, LA, 70501 | FIRMIN + LAICHE ARCHITECTS LTD | - | ASPHALT SHINGLES | GAF | SYSTEM SUMMARY I. Asphalt Shingles Roof System Type 2 Roofing over existing sloped deck. a) Remove existing shingles and underlayment down to deck b) Install (1) layer GAF Felt Buster Underlayment over all deck c) Install GAF WeatherWatch Mineral Surfaced Leak Barrier at Eaves, Valleys, Rakes and other vulnerable lead areas (Refer to manufacturer's installation instructions) d) Install GAF Timberline HDZ Asphalt Shingles with 1-1/4” smooth shank roofing nails according to manufacturer’s installation instructions. Six nails per shingle. (Color: Weatherwood) e) Install GAF Pro-Start Eave Starter Strip at indicated areas f) Install GAF Seal-A-Ridge Cap Shingles at Ridges and Hips g) Install GAF Cobra Rigid Vent 3 Ridge Vent centered over ridge h) Install FLAMCO 26 ga. Pre-finished Steel metal drip edge (Color: Char Brz) i) Install Pac Clad 24 ga. Pre-finished Steel metal fascia (Color: Bone White) j) Existing metal valley flashing to be removed and reinstalled for self-adhering underlayment installation under flashing (at valleys without damage). | 07 31 10 - ASPHALT SHINGLES 07 62 00 - SHEET METAL FLASHING AND TRIM | Asphalt Shingles Roof System Sloped Deck GAF Felt Buster Underlayment GAF WeatherWatch Mineral Surfaced Leak Barrier Eaves Valleys Rakes GAF Timberline HDZ Asphalt Shingles Smooth Shank Roofing Nails Weatherwood GAF Pro-Start Eave Starter Strip GAF Seal-A-Ridge Cap Shingles Ridges Hips GAF Cobra Rigid Vent 3 Ridge Vent FLAMCO 26 ga. Pre-finished Steel Drip Edge Char Brz Pac Clad 24 ga. Pre-finished Steel Fascia Bone White Metal Valley Flashing
GC MSU Re-roof of Hurst Hall |  |  | Roofing Solutions | 95 HURST LN, MISSISSIPPI STATE, MS 39759 | SHAFER ZAHNER ZAHNER OFFICE OF ARCHITECTURE | 319 | ASPHALT SHINGLES | GAF | ASPHALT SHINGLES ROOF SYSTEM SUMMARY Section 07311 – Fiberglass Asphalt Shingles I. Asphalt Shingles Roof System over structurally sloped 19/32” structural panels deck a) Demo the entire roof to the roof deck. b) Prepare the deck for installation of the new roofing system; patch or replace the plywood deck as needed. c) Install GAF StormGuard Film-Surfaced Leak Barrier underlayment @ all edges, ridges, hips, and valleys at least 72” (two strips) wide. d) Install GAF Feltbuster High-Traction Synthetic Roofing Felt w/ plastic cap simplex nails over the entire roof deck. e) Install GAF Pro-Start Starter Strip Shingles at eaves and rakes. f) Install GAF Timberline HDZ Asphalt Shingles (color TBD) w/ roofing nails according to the manufacturer’s installation instructions. g) Install GAF Cobra Rigid Vent 3 Exhaust Ridge Vent where indicated. h) Install GAF Seal-A-Ridge Cap Shingle. i) Install 24 Ga. pre-finished steel drip edges, sidewall flashings, back flashings, step flashings, and other shingles roof-related flashings, and trim. j) Install new lead pipe flashing for roof penetrations as required, field verify existing conditions. k) Apply Tremko Vulkem 116 Sealant in joints of existing skylight unit as required, field verify existing conditions. | 07 31 10 - ASPHALT SHINGLES 07 62 00 - SHEET METAL FLASHING AND TRIM | Asphalt Shingles Roof System Fiberglass Asphalt Shingles Structurally Sloped Deck GAF StormGuard Leak Barrier GAF Feltbuster Synthetic Roofing Felt GAF Pro-Start Starter Strip GAF Timberline HDZ Shingles Roofing Nails GAF Cobra Rigid Vent 3 Exhaust Ridge Vent GAF Seal-A-Ridge Cap Shingle Pre-finished Steel Drip Edges Sidewall Flashings Step Flashings Roof-related Flashings Trim Lead Pipe Flashing Tremko Vulkem 116 Sealant Skylight Unit Field Verification
GC Re-Roof of Marion County Health Department Building |  |  | Roofing Solutions | 908 SUMRALL ROAD, COLUMBIA, MS 39429 | DUNGAN ENGINEERING | 109 | ASPHALT SHINGLES | TAMKO | ASPHALT ROOF SYSTEM SUMMARY Section 07310 – Asphalt Shingle Roof System I. Asphalt Shingle Roof System Over Existing Deck A. Demo the entire roof down to the existing deck. B. Install Mid State Asphalt Z 30 Felt over entire deck w/ plastic cap simpex nails. C. Install Tamko Elite Glass-Seal 3- Tab Asphalt Shingles w/ standard round 3/8" head 10 ga barbed hot-dipped zinc coated according to manufacturer’s installation instructions. D. Install Tamko Moisture Guard Ice & Rain Self-Adhering Underlayment at eaves, rakes and valleys. E. Install Tamko Shingle Starter Course Shingles at eaves and rakes. F. Install Tamko CoolRidge Vent Ventilated Ridge. G. Install Tamko 12-1/4x12 Hip and Ridge Shingles. H. Install 24 ga. pre-finished steel counter flashings. I. Install 24 ga. pre-finished steel 5”x5” box gutter. J. Install 24 ga. pre-finished steel 4”x6” downspout. K. Replace pipe boot flashing w/ Dektite SHT Pipe Boot if required. | 07 31 10 - ASPHALT SHINGLES 07 62 00 - SHEET METAL FLASHING AND TRIM | Asphalt Roof System Existing Deck Demo Mid State Asphalt Z 30 Felt Plastic Cap Simpex Nails Tamko Elite Glass-Seal 3-Tab Asphalt Shingles Hot-Dipped Zinc Coated Nails Tamko Moisture Guard Ice & Rain Self-Adhering Underlayment Eaves Rakes Valleys Tamko Shingle Starter Course Shingles Tamko CoolRidge Vent Ventilated Ridge Hip and Ridge Shingles 24 ga. Pre-finished Steel Counter Flashings Box Gutter Downspout Pipe Boot Flashing Dektite SHT Pipe Boot Manufacturer's Installation Instructions | *
Bldgs B2850 & B2824, Fort Polk, LA |  |  | Roofing Solutions | FORT POLK, LA | ALL WEATHER INSULATED PANELS | - | METAL WALL PANELS | - | Labor to Remove single skin panels with fiberglass insulation, at roof, soffits, and walls per theprovided documents. •Labor to Install New Insulated Standing Seam Panel •Labor to Install New Insulated Wall Panels •Labor to Install New Gutters and DS •This scope is for buildings B2850 and B2824 only. |  |  | *
GC Re-Roofing Denton Middle School, Mobile AL |  |  | Roofing Solutions | 3800 PLEASANT VLY, MOBILE, AL 36608 | MCKEE AND ASSOCIATES ARCHITECTURE AND INTERIOR DESIGN | 1020 | ASPHALT SHINGLES | GAF | ARCHITECTURAL SHINGLE ROOF SYSTEM SUMMARY Section 07310 – Architectural Shingles Roof System I. Architectural Shingle Roof System Over Existing Plywood Deck. A. Demo the entire existing roofing system down to deck. B. Repair or replace any damaged roof decking as required. C. Install pressure-treated wood blocking at expansion joint as required. D. Install GAF StormGuard Film-Surfaced Leak Barrier over entire roof deck. E. Nail GAF FeltBuster High-Traction Synthetic Roofing Felt underlayment with plastic cap simplex nail over entire surface of self-adhering underlayment. F. Install GAF Timberline Ultra HD Asphalt Shingle according to Manufacturer’s Instructions. G. Install GAF Pro-Start Starter Shingles at eaves and rakes. H. Install GAF Seal-A-Ridge Cap/Hip Shingles at ridges and hips. I. Install GAF Cobra Ridge Vent 3 Exhaust Vent for ridge vented where indicated on plans. J. Install GAF Master Flow Lead Roof Pipe Penetration Flashing at all roof penetrations. K. Install Aluminum gas vent birdproof rain cap, double wall vent, vent storm collar, ring, and flashing. L. Replace existing fascia with 0.040” Prefinished Aluminum, where indicated on plans. M. Existing fascia and vented edge to remain, replace matching existing if damaged during work. N. Install 0.040” Prefinished Aluminum eave, expansion joint, counter flashings, step flashings and any roof related flashing. | 07 31 10 - ASPHALT SHINGLES 07 62 00 - SHEET METAL FLASHING AND TRIM | Architectural Shingle Roof System Plywood Deck Demo Roof Decking Pressure-Treated Wood Blocking GAF StormGuard Leak Barrier FeltBuster Synthetic Roofing Felt GAF Timberline Ultra HD Shingle Pro-Start Starter Shingles Seal-A-Ridge Cap/Hip Shingles Cobra Ridge Vent 3 Exhaust Vent Master Flow Lead Roof Pipe Penetration Flashing Aluminum Gas Vent Birdproof Rain Cap Double Wall Vent Vent Storm Collar Prefinished Aluminum Fascia Eave Flashings Expansion Joint Flashings Step Flashings | *
GC Re-Roofing Project, Glenwood Meadows, Jacksonville, AL |  |  | Roofing Solutions | 785 GARDNER DR SE, JACKSONVILLE, AL 36265 | TDA ARCHITECTS, LLC. | 375 | ASPHALT SHINGLES | GAF | ASPHALT SHINGLES ROOF SYSTEM SUMMARY Section 07311 – Asphalt Shingles I. Asphalt Shingles Roof System over structurally sloped wood deck a) Verify existing roof deck condition and replace as needed w/ 1/2" OSB (100sf of replacement decking for each building) b) Install GAF StormGuard Film-Surfaced Leak Barrier underlayment @ all edges, ridges, hips, valleys and at least 18” beyond vertical surfaces. c) Install GAF Feltbuster High-Traction Synthetic Roofing Felt w/ plastic cap simplex nails over entire roof deck. d) Install GAF Pro-Start Starter Strip Shingles at eaves and rakes. e) Install GAF Timberline HDZ Asphalt Shingles (color TBD) w/ roofing nails according to manufacturer’s installation instructions. f) Install GAF Cobra Rigid Vent 3 Exhaust Ridge Vent where indicated. g) Install GAF Seal-A-Ridge Cap Shingle h) Install 0.040” Pre-Finished Aluminum drip edges, rake flashings, head wall flashings, sidewall flashings, counter flashings, fascia, and other shingles roof-related flashing and trim. | 07 31 10 - ASPHALT SHINGLES 07 62 00 - SHEET METAL FLASHING AND TRIM | Asphalt Shingles Roof System Structurally Sloped Wood Deck OSB Decking GAF StormGuard Leak Barrier Feltbuster Synthetic Roofing Felt Pro-Start Starter Strip Shingles Timberline HDZ Asphalt Shingles Cobra Rigid Vent 3 Seal-A-Ridge Cap Shingle Pre-Finished Aluminum Drip Edges Rake Flashings Head Wall Flashings Sidewall Flashings Counter Flashings Fascia Roofing Nails Installation Instructions Roof Deck Condition Replacement Decking Vertical Surfaces
GC BHA Roof Replacement and Hurricane Zeta Repairs |  | Jose Chacon | Roofing Solutions | 330 BENACHI AVENUE BILOXI, MS 39530 | ALLRED STOLARSKI ARCHITECTS | - | ASPHALT SHINGLES SBS | SOPREMA GAF | SBS ROOF SYSTEM SUMMARY Section 07.521 Styrene-Butadiene-Styrene (SBS) Modified Bituminous Membrane Roofing a) Demo existing roof down to the concrete deck. b) Apply Soprema Elastocol 500 Primer over the entire deck. c) Hot-mop (2) layers of Soprema Sopra IV (Vapor Barrier) over entire roof deck w/ Valero Type IV Asphalt. d) Hot-mop the following materials w/ Valero Type IV Asphalt: - (1) Layer of 2” Soprema Sopra-ISO Flat Polyiso Insulation - (1) Layer of 2.5” Soprema Sopra-ISO Flat Polyiso Insulation - 1/4” slope Soprema Sopra-ISO Tapered Polyiso Insulation - 1/2” slope Soprema Sopra-ISO Tapered Polyiso Insulation (crickets) - 1/4" Soprema Sopraboard (Cover Board) e) Hot-mop Soprema Elastophene Sanded 2.2 (Base Ply) w/ Valero Type IV Asphalt. f) Hot-mop Soprema Elastophene FR GR (SG) (Cap Ply) w/ Valero Type IV Asphalt. g) Hot-mop Soprema Sopralene 180 Sanded 2.2 (Base Flashing and Stripping Ply) w/ Valero Type IV Asphalt. h) Cold-adhere Soprema Elastophene FR GR (SG) (Cap Flashing) w/ Soprema Colply Flashing Cement. i) Install 32”x32” Soprema Soprawalk Walkway Pads as needed. j) Install Soprema Alsan Liquid Flashing System at all roof penetration. k) Install pressure-treated wood blocking as needed. l) Install 0.040” pre-finished aluminum roof related flashing and trim. m) Install 0.032” pre-finished aluminum prefabricated K-style gutters and downspouts. SHINGLE ROOF SYSTEM SUMMARY Section 07.310/07.311 Asphalt Shingle Roofing a) Demo existing shingles roof down to the deck. b) Install 5/8” CDX Plywood Roof Deck as needed. c) Install Mid-States Asphalt QUIK-Stick HT Pro Self-Adhering Underlayment over entire roof deck. d) Install GAF Royal Sovereign Shingles according to manufacturer’s installation instructions. e) Install GAF Timberline HDZ Shingles (Alternate) according to manufacturer’s installation instructions. f) Install GAF Pro-Start Starter Strip Shingles at eaves. g) Install GAF Seal-A-Ridge Cap/Hip Shingles. h) Install AF TimberTex Premium Ridge Cap/Hip Shingles (Alternate). i) Install GAF Cobra Rigid Vent 3 Exhaust Ridge Vent at ridges. j) Install GAF IR65 Slant-Back Plastic Roof Louver. k) Install 0.032” pre-finished aluminum drip edge. l) Install 24 ga. stainless steel counter flashings m) Install 0.032” pre-finished aluminum prefabricated K-style gutters. n) Install 0.032” pre-finished aluminum downspouts. | 07 52 00 - MODIFIED BITUMINOUS MEMBRANE 07 31 10 - ASPHALT SHINGLES 07 62 00 - SHEET METAL FLASHING AND TRIM | SBS Roof System Styrene-Butadiene-Styrene Modified Bituminous Membrane Roofing Demo Concrete Deck Soprema Elastocol 500 Primer Roof Deck Polyiso Insulation Sopra-ISO Tapered Polyiso Insulation Sopraboard Cover Board Elastophene Sanded 2.2 Elastophene FR GR (SG) Sopralene 180 Sanded 2.2 Alsan Liquid Flashing System Pressure-treated Wood Blocking Aluminum Roof Flashing Prefabricated K-style Gutters Shingle Roof System Asphalt Shingle Roofing CDX Plywood Roof Deck | *
GC Covington County Courthouse Reroof REBID |  | Jose Chacon | Roofing Solutions | 101 SOUTH DOGWOOD AVENUE, COLLINS, MS 39428 | PERKINS & WILLIAMSON ARCHITECTURE PLLC | 107 (ASPHALT SHINGLES) 2 (SBS) | ASPHALT SHINGLES SBS | GAF SOPREMA | SBS ROOF SYSTEM SUMMARY Section 07550 – Modified Bitumen Membrane Roofing I. SBS Roof System over existing 1”x12” Wood Decking to remain. a) Demo existing SBS roof system down to the roof deck. b) Mechanically attach (2) layers of Soprema Sopra G (Base Sheet) with 1" steel cap ring shank roofing nails. c) Cold-apply Soprema Sopralene 180 Sanded (Base Ply, Base Flashing and Stripping Ply) w/ Soprema Colply Adhesive. d) Cold-apply Soprema Sopralene 180 FR GR (Cap Ply and Cap Flashing) w/ Soprema Colply Adhesive. e) Install Soprema Alsan Liquid Flashing System at all roof penetrations and at Shingles-SBS roof transitions (eaves). f) Install 0.040" pre-finished aluminum 4"x6" downspouts. g) Install 0.040" pre-finished aluminum drip edge, counter flashings, and any other SBS roof-related flashing and trim. ASPHALT SHINGLES ROOF SYSTEM SUMMARY Section 07311 – Asphalt Shingles I. Asphalt Shingle Roof System over existing 1”x12” Wood Decking to remain. a) Demo existing shingle roof system down to the roof deck. b) Install Mid-States QUIK-Stick HT Pro Self-Adhering Underlayment over entire roof deck. c) Install GAF Royal Sovereign Shingles according to manufacturer's installation instructions w/ Roofing Nails. d) Install GAF Pro-Start Starter Strip Shingles at eaves and rakes. e) Install GAF Seal-A-Ridge Ridge Cap/Hip Shingles. f) Install GAF Cobra Rigid Vent 3 Exhaust Ridge Vent at indicated ridges. g) Install GAF Master Flow Lead Roof Pipe Penetration Flashing at all roof penetrations. h) Install 24 ga. pre-finished steel counter flashings, and any other shingles roof-related flashing and trim. i) Install 26 ga. pre-finished steel drip edge and rake flashing. j) Install Mid-States Quik-Stick HT Pro Self-Adhering Underlayment Strip at all steel-to-aluminum metal transitions to avoid galvanic reaction. k) Install 0.040" pre-finished aluminum prefabricated 7"x6" K-style gutters. l) Install 0.040" pre-finished aluminum 4"x6" downspouts. m) Install concrete splashblocks where downspouts water discharges onto the ground. n) Install 3/4" pressure-treated plywood decking to build new wood crickets. | 07 55 00 - MODIFIED BITUMINOUS MEMBRANE 07 31 10 - ASPHALT SHINGLES 07 62 00 - SHEET METAL FLASHING AND TRIM | SBS Roof System Modified Bitumen Membrane Roofing Existing Wood Decking Demo Soprema Sopra G Base Sheet Mechanically Attach Soprema Sopralene 180 Sanded Cold-apply Soprema Sopralene 180 FR GR Soprema Alsan Liquid Flashing System Roof Penetrations Aluminum Downspouts Drip Edge Counter Flashings Asphalt Shingles Roof System Mid-States QUIK-Stick HT Pro Self-Adhering Underlayment GAF Royal Sovereign Shingles Roofing Nails Ridge Vent Pressure-Treated Plywood Decking
GC HI Building A Church, Administration & Rectory (Borromeo) |  | Jose Chacon | Roofing Solutions | 1985 HIGHWAY 308, THIBODAUX, LA 70301 | THOMAS J. BOUDREAUX ARCHITECT, AIA-LLC | 5.25 (ASPHALT SHINGLES) 5.25 (SBS) | ASPHALT SHINGLES SBS | GAF SOPREMA | MODIFIED BITUMINOUS MEMBRANE ROOFING SYSTEM SUMMARY I. SBS Modified Bituminous Membrane Roofing System over 5/8” Plywood Deck. a) Demo existing roof system down to deck. b) Mechanically fasten 5/8” Georgia-Pacific DensDeck Roof Board (Coverboard) w Soprema Soprafix #14 MP fasteners and Soprema Soprafix 3” Insulation. c) Adhere the following materials w/ Soprema Coldply adhesive. - Soprema Sopralene 180 Sanded (base ply) - Soprema Sopralene 180 Sanded (stripping ply) - Soprema Sopralene 180 FR GR (cap ply) d) Install Soprema Sopramastic SBS Elastic Cement at metal edges. e) Install Soprema Sopramastic SP1 at drip edges. f) Install pressure-treated wood blocking as needed. g) Install 24 Ga. Pre-finished steel Drip Edge. ASPHALT SHINGLES ROOFING SYSTEM SUMMARY I. Asphalt Shingles Roofing System over 5/8” Plywood Deck. a) Demo the entire existing roofing system down to deck. b) Repair or replace any damaged roof decking as required. c) Install New Rafters and Pressure-treated Ladder as indicated per plans. d) Install Simpson H8 Hurricane Tie at rafters. e) Install 5/8" pressure-treated Plywood Roof Deck as indicated per plans. f) Install GAF StormGuard Film-Surfaced Leak Barrier (underlayment) over the existing roof deck. g) Install GAF Pro-Start Starter Strip Shingles at eaves with roofing nails per the manufacturer´s instructions. h) Install GAF WeatherWatch Mineral-Surfaced Leak Barrier (underlayment) Strip at eaves, valleys, and rake. i) Install GAF Timberline HDZ Shingles with roofing nails per the manufacturer´s instructions. j) Install GAF Seal-A-Ridge Cap Shingles at hip and ridge. k) Install GAF Cobra Rigid Vent 3. l) Install 24 Ga. 6” x 5” pre-finished steel Style F Box Gutters. m) Install 24 Ga. 3-3/8" x 4-3/8" pre-finished steel Downspouts. n) Install Henry 505 Flash Master Flashing Cement at valleys. o) Install 24 Ga. Pre-finished steel at Drip Edge, Rake, and Valleys. p) Install 0.032” Pre-finished Aluminum Fascia and paint all remaining existing metal fascia to match existing where indicated on roof plan 1A2.1. a) Install 16 oz. Copper Counter Flashing and Base Flashing as indicated per plans. b) Install 16 oz. Copper Flashing at Brass Roof Cross. c) Install FlashCo’s FlashCap pipe flashings. d) Install Aluminum Triangular Gable Louver to match existing, as indicated per plans. e) Install pressure-treated wood blocking as needed. ALUMINUM SOFFIT PANELS SYSTEM SUMMARY III. Aluminum Soffit Panels System over new wood joist. a) Install 0.032” Pre-Finished Aluminum 12” PAC-CLAD 750 Vented Soffit Panel with corresponding closure sealant, and accessories according to the manufacturer´s installation instructions. b) Install 0.032” Pre-finished Aluminum J-trims, and any soffit-related flashing and trim. | 07 55 00 - MODIFIED BITUMINOUS MEMBRANE 07 42 13 - METAL WALL PANELS 07 31 10 - ASPHALT SHINGLES 07 62 00 - SHEET METAL FLASHING AND TRIM | Modified Bituminous Membrane Roofing SBS System Plywood Deck DensDeck Roof Board Sopralene Membrane Elastic Cement Pressure-treated Wood Blocking Pre-finished Steel Drip Edge Asphalt Shingles Roof Decking Hurricane Tie Leak Barrier Ridge Cap Shingles Box Gutters Downspouts Flashing Cement Pre-finished Aluminum Fascia Copper Flashing Gable Louver Aluminum Soffit Panels | *
GC Forest Hill Elementary Roof Replacement |  | Jose Chacon | Roofing Solutions | 4501 MOFFETT ROAD, MOBILE, AL 36618 | ALLRED STOLARSKI ARCHITECTS | 683 (ASPHALT SHINGLES) 645 (VINYL SIDING) | ASPHALT SHINGLES VINYL SIDING | 683 (GAF) 645 (CERTAINTEED) | ASPHALT SHINGLES ROOF SYSTEM SUMMARY Section 07311 – Asphalt Shingles I. Asphalt Shingles Roof System over existing 5/8” Plywood Deck to remain. a) Demo existing shingle roof system down to the roof deck. b) Install GAF StormGuard Film-Surfaced Leak Barrier (Underlayment) over the entire roof deck. c) Install GAF FeltBuster High Traction Synthetic Roofing Felt w/ plastic cap simplex nails over the entire underlayment. d) Install GAF Pro-Start Starter Strip Shingles at eaves and rakes. e) Install GAF Timberline HDZ Shingles (color Weathered Wood) w/ roofing nails according to manufacturer’s installation instructions. f) Install GAF Cobra Rigid Vent 3 Exhaust Ridge Vent at indicated ridges. g) Install GAF Seal-A-Ridge Cap/Hip Shingles. h) Install GAF Master Flow Lead Roof Pipe Penetration Flashing at all roof penetrations. i) Install 0.040” pre-finished aluminum step flashing, curb flashing, head wall flashing, drip edge flashing, rake flashing, fascia and other shingles roof-related flashing and trim. j) Install concrete splashblocks where downspouts water discharges onto the ground. k) Install pressure-treated wood blocking as needed. l) Install 2”x8” pressure-treated sub-fascia per detail 1,2,3/A302. m) Install 24 ga. stainless steel rain diverter per detail 9/A301. n) Remove and reinstall salvaged gutters and downspouts. | 07 31 10 - ASPHALT SHINGLES 07 62 00 - SHEET METAL FLASHING AND TRIM | Asphalt Shingles Plywood Deck Demo Underlayment Synthetic Roofing Felt Starter Strip Shingles Timberline HDZ Shingles Ridge Vent Cap/Hip Shingles Pipe Penetration Flashing Aluminum Flashing Ridge Vent Lead Roof Flashing Step Flashing Curb Flashing Concrete Splashblocks Pressure-treated Wood Blocking Sub-fascia Rain Diverter Gutters and Downspouts
BD St. John Cathedral Lafayette |  | Jose Chacon | Roofing Solutions | 515 CATHEDRAL STREET, LAFAYETTE, LA 70501 | N/A | 143 | CLAY TILE, SBS | LUDOWICI, SOPREMA | I. Clay Tiles Roof System over existing Wood Plank Deck to remain @ Cathedral Roof. a) Demo existing clay tile roof system down to the Wood Plank deck. b) Install Ludowici Pro 70 Underlayment attached with plastic cap simplex nails over the entire roof deck. c) Install Ludowici 9”x16 1/4" Interlocking French Field Tiles attached with S.S screws according to manufacturer’s installation instructions. d) Install Hurricane Clips along first three rows of tiles at eaves per manufacturer’s installation instructions. e) Install Ludowici #206 Vented Ridge Cap. f) Install Ludowici #102 Hip Roll. g) Install Ludowici French Rake Fitting. h) Install 16 oz. Copper counter flashings, step flashings, apron flashings, eave flashing and any other roof related flashing and trim. i) Install a strip of MB Technology UltraStick-HT Self Adhered Underlayment over flashing horizontal flanges. j) Gutters and downspouts to remain, clean any trash/debris as needed. k) Re-secure any loose gutters and downspouts as needed. I. SBS Roof System over existing Roof Deck to remain @ Boiler Room Roof. a) Demo existing SBS roof system down to the roof deck. b) Mechanically attach Soprema Soprafix 611 (Base Ply) w/ Soprema #14 MP Fasteners and Soprema Soprafix 2.4” Seam Plate. c) Torch-apply Soprema Elastophene Flam FR GR (Cap Ply). d) Torch-apply Soprema Sopralene Flam 180 (Base Flashing and Stripping Ply). e) Torch-apply Soprema Sopralene Flam 180 FR GR (Cap Flashing). f) Install Soprema Alsan Liquid Flashing System at all pipe penetrations. g) Install 24 ga. pre-finished steel drip edge, counter flashings and any other SBS roof related flashing and trim. | 07 31 30 - TILES ROOF SYSTEM 07 52 00 - MODIFIED BITUMINOUS MEMBRANE 07 62 00 - SHEET METAL FLASHING AND TRIM | Clay Tiles Roof System Wood Plank Deck Ludowici Pro 70 Underlayment Interlocking French Field Tiles Hurricane Clips Vented Ridge Cap Hip Roll French Rake Fitting 16 oz. Copper Flashings MB Technology UltraStick-HT Underlayment Gutters and Downspouts SBS Roof System Boiler Room Roof Soprema Soprafix 611 Soprema #14 MP Fasteners Soprema Elastophene Flam FR GR Soprema Sopralene Flam 180 Soprema Alsan Liquid Flashing System Pre-finished Steel Drip Edge Roof Deck
UNC UC Atrium Curtainwall & Vestibule Addition, Greeley, CO |  | Jose Chacon | Roofing Solutions | 2101 10th Avenue, Greeley, CO 80631 | ALM2S | 44 | EPDM SOFFIT PANELS | EPDM, BERRIDGE | Section 075316 – Elastomeric Sheet Roofing – Fully-Adhered, Section 072200 – Roof and Deck Insulation, Section 072216 – Tapered Rigid Insulation I. EPDM Roof System over flat metal deck @ Upper Roof (Atrium), Lower Roof (Atrium) and Vestibule Roof (Alternate). a) Mechanically attach the following materials w/ Carlisle Insulfast #12 Fastener and Carlisle 3” Insulation Fastening Plate: - (2) layers of 2.5” Carlisle InsulBase Flat Polyiso Insulation. - 1/4” slope Carlisle InsulBase Tapered Polyiso Insulation. - 1/2” slope Carlisle InsulBase Tapered Polyiso Insulation (crickets). - 5/8" Georgia-Pacific DensDeck Prime Roof Board (Cover Board). a) Install Carlisle Sure-Seal 60-mil EPDM Dusted Non-Reinforced Membrane (Field and Flashing) w/ Carlisle 90-8-30A Bonding Adhesive. b) Install Carlisle Insulfast #12 Fastener and Carlisle 2” Seam Fastening Plate at all field-to-wall transitions. c) Install Carlisle Sure-Seal EPDM Pressure-Sensitive SecurTAPE at all field-to-wall transitions. d) Install Carlisle 6” Sure-Seal EPDM Pressure-Sensitive Cured Cover Strip at roof edges. e) Install Carlisle Sure-Seal EPDM Pressure-Sensitive Elastoform Flashing at scuppers. f) Apply Carlisle HP-250 Primer as needed. g) Apply Carlisle Weathered Membrane Cleaner as needed. h) Install Carlisle Water Cut-Off Mastic as needed. i) Apply Carlisle Universal Single-Ply Sealant as needed. j) Apply Carlisle Sure-Seal EPDM Lap Sealant as needed. k) Install Carlisle Sure-Seal EPDM Pressure-Sensitive Inside/Outside Corners as needed. l) Install Carlisle Sure-Seal EPDM Pressure-Sensitive T-Joint Covers as needed. m) Install Carlisle Sure-Seal EPDM Pressure-Sensitive Pipe Seals at all pipe penetrations. n) Install 0.040” pre-finished aluminum gravel guard, drip edge, counter flashing, fascia and scuppers. METAL SOFFIT PANELS SYSTEM SUMMARY Section 074213.13 – Formed Metal Panels I. Metal Soffit Panels over 5/8" sheathing @ Upper Roof (Atrium), Lower Roof (Atrium) and Vestibule Roof (Alternate). a) Install 0.040” pre-finished aluminum 12” Berridge FW-12 Flush Soffit Panel (1 ½” height) (Smooth) according to manufacturer’s installation instructions. b) Install 0.040” pre-finished aluminum soffit panel related flashing and trim. | Section 075316 – Elastomeric Sheet Roofing – Fully-Adhered Section 072200 – Roof and Deck Insulation Section 072216 – Tapered Rigid Insulation Section 074213.13 – Formed Metal Panels Section 075400 – Thermoplastic Membrane Roofing Section 076216 – Aluminum Flashing and Trim | Elastomeric Sheet Roofing Fully-Adhered Roof System Roof and Deck Insulation Tapered Rigid Insulation EPDM Roof System Flat Metal Deck Mechanically Attach Carlisle Insulfast #12 Fastener Carlisle 3” Insulation Fastening Plate Carlisle InsulBase Flat Polyiso Insulation Carlisle InsulBase Tapered Polyiso Insulation Georgia-Pacific DensDeck Prime Roof Board Sure-Seal 60-mil EPDM Dusted Non-Reinforced Membrane Carlisle 90-8-30A Bonding Adhesive Seam Fastening Plate Pressure-Sensitive SecurTAPE Pressure-Sensitive Cured Cover Strip Pressure-Sensitive Elastoform Flashing Metal Soffit Panels Formed Metal Panels
Christ the King, Lake Charles, LA |  | Jose Chacon | Roofing Solutions | 7660 GULF HIGHWAY, LAKE CHARLES, LA 70607 | HOFFPAUR STUDIO ARCHITECTURE | 236 | STANDING SEAM METAL ROOF | PAC-CLAD | • Pac-Clad 24 Ga. Steel 16” Snap-Clad Standing Seam Metal Roofing System o One (1) Layer of Self-Adhering Underlayment o 1/2" Dens-Deck Coverboard (Per Drawings Details) o One (1) Layer of 3.5” Polyiso Insulation (Per Drawing Details) o Galvalume Plus Finish • 24 Ga. Steel Shop Fabricated Eave, Rake, Hip, Ridge, Valley, Headwall, Sidewall and Counter flashings o Galvalume Plus Finish • 24 Ga. Steel Prefabricated 6” Half Round Gutter and 4” Diameter Downspouts. o Galvalume Plus Finish |  |  | *
USA Central Energy Plant #3, Mobile, AL |  | Jose Chacon | Roofing Solutions | 650 Clinic Drive, Mobile, AL 36688. | CDFL, Architects + Engineers PA | 75.36 (INSULATED WALL PANELS) 5.97 (TRNASLUCENT WALL PANELS) | INSULATED WALL PANELS TRNASLUCENT WALL PANELS | KINGSPAN | a) Install Mid-States Asphalt Quik-Stick HT Pro Self-Adhering Underlayment @ b) Install 24 GA. Pre-Finished Steel Pac-Clad 12'' Wide Flush Solid Wall Panels according to manufacturer Installation Instructions. c) Install 24 ga. Pre-Finished Steel J-trim and any wall-related flashing and trim. II. Insulated Metal Wall Panel System c) Install 22 Ga. Prefinished Steel exterior & 24 Ga. Prefinished Steel interior 2–½” thick Kingspan: Designwall 2000 Flat Insulated Wall Panels System, according to manufacturer Installation Instructions. d) Install 22 Ga. Prefinished Steel exterior & 24 Ga. Prefinished Steel interior 2–½” thick Kingspan: Designwall 2000R Ribbed Insulated Wall Panels System, according to manufacturer Installation Instructions. e) Install 24 ga. pre-finished steel J-trim and any wall-related flashing and trim. f) Install 3” UniQuad Insulating Translucent Wall Panel System, according to manufacturer Installation Instructions. | Section 07 4213 - Metal Wall Panels Section 07 4213.19 – Insulated Metal Wall Panels (and Translucent Wall Panel System) | Asphalt Quik-Stick HT Pro Self-Adhering Underlayment Pre-Finished Steel Pac-Clad Flush Solid Wall Panels Installation Instructions J-trim Wall-related Flashing Trim Insulated Metal Wall Panel System 22 Ga. Prefinished Steel Exterior 24 Ga. Prefinished Steel Interior Kingspan Designwall 2000 Flat Insulated Wall Panels Ribbed Insulated Wall Panels UniQuad Insulating Translucent Wall Panel System
Air Traffic Control Tower Rainscreen |  | Lisbeth M | Roofing Solutions | CHENNAULT INTERNATIONAL AIRPORT AUTHORITY, LAKE CHARLES, LA | VSG ARCHITECTS | 60 | METAL WALL PANELS | IMETCO | METAL WALL PANELS SYSTEM SUMMARY I. Metal Wall Panels System over existing masonry wall @ Base Building a) Install IMETCO Intelliwrap LVB Fluid-Applied Air Watter over the existing masonry. b) Install 18 Ga. Galv Steel IMETCO Hat Channel Vented. c) Install 0.063” Aluminum IMETCO 20” wide x 48” long Element Metal Wall Panels System with corresponding closure, sealant, and accessories according to the manufacturer´s installation instructions. (Horizontal Installation) d) Install 0.040” Aluminum IMETCO related wall flashing, according to manufacturer’s installation instructions. II. Metal Wall Panels System over existing masonry wall @ Base Building a) Install IMETCO Intelliwrap LVB Fluid-Applied Air Watter over the existing masonry. b) Install 18 Ga. Galv Steel IMETCO Hat Channel Vented. c) Install 22 Ga. Galvanized IMETCO 12” LWS12S-12F Latitude Metal Wall Panels System with corresponding closure, sealant, and accessories according to the manufacturer´s installation instructions. (Horizontal Installation). d) Install 22 Ga. Galvanized IMETCO related wall flashing, according to manufacturer’s installation instructions. III. Metal Wall Panels System over existing masonry wall @ Mechanical deck a) Install IMETCO Intelliwrap LVB Fluid-Applied Air Watter over the existing masonry. b) Install 16 Ga. Galv Steel IMETCO Hat Channel Vented. c) Install 24 Ga. Pre-finished Steel IMETCO Flat Sheet w/ S-Lock Seam and cross breaks. d) Install 24 Ga. Pre-finished steel IMETCO related wall flashing, according to manufacturer’s installation instructions. | 07 42 10 - METAL WALL PANEL RAINSCREEN ASSEMBLY | Metal Wall Panels IMETCO Intelliwrap LVB Fluid-Applied Air Water Barrier 18 Ga. Galvanized Steel Hat Channel 0.063” Aluminum Element Metal Wall Panels Horizontal Installation 0.040” Aluminum Wall Flashing Existing Masonry Wall 22 Ga. Galvanized Latitude Metal Wall Panels Mechanical Deck 16 Ga. Galvanized Steel Hat Channel 24 Ga. Pre-finished Steel Flat Sheet S-Lock Seam Cross Breaks Manufacturer's Installation Instructions Vented Hat Channel IMETCO Accessories Closure and Sealant Fluid-Applied Air Water Barrier Pre-finished Steel Wall Flashing | IMETCO Intelliwrap Liquid Applied Vapor Barrier IMETCO Hat Channel Vented 0.063” pre-finished aluminum IMETCO 20” wide x 48” long Element Metal Wall Panels System 22ga. pre-finished steel IMETCO 12” LWS12S-12F Latitude Metal Wall Panels System 0.040” Aluminum IMETCO related wall flashing | https://imetco.com/products/air-barriers/ https://imetco.com/products/wall-cladding-systems/element/ | IMETCO Element Metal Wall Panels System related Sheet flashing IMETCO Latitude Metal Wall Panels System | https://imetco.com/products/wall-cladding-systems/element/ https://imetco.com/products/wall-cladding-systems/latitude/
Coca-Cola Distribution Warehouse, McComb, MS |  | Lisbeth M | Roofing Solutions | GATEWAY INDUSTRIAL PARK, GATEWAY DRIVE, MCCOMB, MS 39648 | DG ARCHITECTURAL AND ENGINEERING FACILITY SOLUTIONS, PLLC | - | TPO | ALUSYSTEMS, JOHNS MANVILLE | • Mechanically fasten 60 mil TPO White Single-ply Roofing System to sloped metal deck o ½” Coverboard (at Roof System #2 only) o 4.5” Polyiso Insulation System (at Roof System #1 only) o Shop fabricated TPO Coated Metal Gravel Stop o 0.050” Ga Prefinished Aluminum Premanufactured gutters and downspouts (Custom color to match Insulated Metal Wall Panels) • Rout-and-Return Rain Screen System, System 40 by Alusystems, Aluminum Composite Metal Wall Panels, 4mm thick, FR core by an approved manufacturer. o One color to be selected from the manufacturer's standard and premium colors (excludes natural collection, spectra collection and anodized collection) o System 40 Aluminum attachment extrusions, fasteners, ACM reveal strip, flashing, and trim related to metal wall panel system only. |  |  | *
Baker High School Additions |  | Lisbeth M | Roofing Solutions | 3200 GROOM ROAD, BAKER, LA 70714 | MANNING ARCHITECTS | 100 | METAL WALL PANELS | PAC-CLAD | FORMED METAL PANEL CLADDING SYSTEM SUMMARY Section 074113 – FORMED METAL PANEL CLADDING I.Standing Seam Metal Roof System over metal deck at high buildings B1 and B2 a)Mechanically fasten the following materials w/ Soprema Soprafix #14 MP fasteners and SopremaSoprafix 3” Insulation Plates: -5/8" Georgia-Pacific DensDeck Roof Board (Cover board) b)Adhere Soprema Lastobond Shield HT Self-adhering Underlayment. c)Install 24 Ga. Steel 16” PAC-CLAD Tite-Loc Plus Panel with corresponding closure, sealant, andaccessories according to the manufacturer´s installation instructions. d)Install 24 Ga. Pre-Finished Steel 8” x 8 Gutter. e)Install 24 Ga. Pre-Finished Steel 8” x 8” Downspouts. f)Install 24 Ga. Pre-finished Steel edge flashing, counterflashing, tie-in, and any roof-related flashingand trim. II.Standing Seam Metal Roof System over plywood sheathing at low buildings B1 and B2 g)Mechanically fasten the following materials w/ Soprema Soprafix #14 MP fasteners and Soprema Soprafix 3” Insulation Plates:-1/4" Slope Soprema Sopra-Iso Tapered Polyiso Insulationh)Adhere Soprema Lastobond Shield HT Self-adhering Underlayment.i)Install 24 Ga. Steel PAC-CLAD 16” Tite-Loc Plus Panel with corresponding closure, sealant, and accessories according to the manufacturer´s installation instructions.j)Install 24 Ga. Pre-finished Steel edge flashing, counterflashing, tie-in, and any roof-related flashing and trim. III.Metal Wall System over plywood sheathing at buildings B1 and B2 k)Install 24 Ga. Steel PAC-CLAD 16” Tite-Loc Panel with corresponding closure, sealant, andaccessories according to the manufacturer´s installation instructions. l)Install 24 Ga. Pre-finished Steel j-trims, base trim, and any roof-related flashing and trim IV.Metal Panels Soffit System over cold formed metal stud framing at buildings B1 and B2 m)Install 0.032” Aluminum Pac-Clad. 12” Flush Vented Panel according to manufacturer’s installationinstructions. n)Install 24 Ga. Pre-finished Steel j-trims and any related flashings and trims. | 07 41 13 - FORMED METAL PANEL CLADDING SYSTEM | Formed Metal Panel Cladding Standing Seam Metal Roof System Metal Deck Mechanically Fasten Soprema Soprafix #14 MP Fasteners Soprema Soprafix 3” Insulation Plates Georgia-Pacific DensDeck Roof Board Lastobond Shield HT Self-adhering Underlayment PAC-CLAD Tite-Loc Plus Panel Pre-Finished Steel Gutter Pre-Finished Steel Downspouts Edge Flashing Counterflashing Tie-In Tapered Polyiso Insulation Metal Wall System J-Trims Base Trim Metal Panels Soffit System Aluminum Pac-Clad Flush Vented Panel
Columbia HUB Head Start Center |  | Lisbeth M | Roofing Solutions | 1750 MORSON ROAD, JACKSON, MS 39209 | LAD ENGINEERING TECHNOLOGIES | - | STANDING SEAM METAL ROOF, SINGLE-PLY | PAC-CLAD | PAC-CLAD 24 ga pre-finished steel 16” wide 2” high Snap-Clap standing seam roof system • Self-adhering underlayment • 60 mil TPO single ply roof system • ¼” tapered insulation • 24 ga pre-finished steel gutters and downspouts with splash blocks (color to be selected from PAC-CLAD standard color selection)
GC E911 Penthouse, Exterior Wall Panel Repairs-2nd |  | Lisbeth M | Roofing Solutions | 911 HODGES ST. LAKE CHARLES, LOUISIANA 70663 | ELLENDER ARCHITECTS AND ASSOCIATES, LLC | - | METAL WALL PANELS | PAC-CLAD | METAL PLATE WALL PANELS SYSTEM SUMMARY Metal Flush Wall Panels I. Metal Flush Wall Panels over existing triple wythe masonry wall to replace missing or damaged metal panels. a) Install 18 ga. 7/8” Hat Channels over existing triple wythe masonry wall (At 24'' C/C horizontal where new wall panels are to be installed). b) Install 24 ga. pre-finished galvanized steel 12” Pac-Clad Flush Wall Panels (Two Pencil Ribs) according to manufacturer’s installation instructions to replace missing or damaged metal panels. c) Install 24 ga. pre-finished galvanized steel flashings related to wall panels. | 07 42 13 - METAL WALL PANELS 07 62 00 - SHEET METAL FLASHING AND TRIM | Metal Plate Wall Panels Flush Wall Panels Triple Wythe Masonry Wall Installation Hat Channels Galvanized Steel Pac-Clad Missing Panels Damaged Panels Replacement Manufacturer's Instructions Flashings Existing Wall Masonry Installation Instructions Pencil Ribs Flush Panels Wall System Installation Details Structural Upgrade | *
CPSO Admin. And Calcasieu Correctional Center Hurricane Repairs |  | Lisbeth M | Roofing Solutions | 5410 E. BROAD ST, LAKE CHARLES, LA 70615 | GRACE HEBERT CURTIS ARCHITECTS, APAC | 1653 | SBS | GARLAND | Garland SBS Modified Bitumen Roofing System (torch applied) - wind load of 130 mph oBase Sheet – mechanically fasten •(2) Applications of Roof Coating - after 30 days •(3) 6ft. x 3ft.Roof Skylights (Double glazed, polycarbonate lens, clear over white) •Remove and reinstall (3) existing Roof Hatches. New wood blocking and 16 Ga, Stainless Steel closure metal areexcluded. |  |  | *
DCS Center Hill Elem School Classroom Addition |  | Lisbeth M | Roofing Solutions | 13662 CENTER HILL RD, OLIVE BRANCH, MS 38654 | ALLEN & HOSHALL, PLLC. | 41 | SBS | ELEVATE | Hot Mopped 2 Ply SBS Modified Bitumen Roofing System. o Hot Mopped ½” Coverboard o Hot Mopped ¼” tapered Polyiso insulation (Where indicated in drawings) o Hot Mopped R-25 Polyiso insulation system o Hot Mopped Base Sheet Layer (as per manufacturers recommendations) o Shop Fabricated 24 Ga. Prefinished Steel conductor heads, downspouts, and counter flashings. (Color to be selected from manufacturers in stock standard colors) o Shop Fabricated 22 Ga. Prefinished Steel expansion joint cover. (Color to be selected from manufacturers in stock standard colors) o Shop Fabricated 24 Ga. Stainless steel scuppers and receivers. • Adhered 60 Mil Single Ply TPO Parapet Wall flashings. o Prefabricated 22 Ga. Prefinished Steel fascia. (Color to be selected from manufacturers full range of standard and metallic colors) |  |  | *
DCS Lake Cormorant MS Classroom Addition |  | Lisbeth M | Roofing Solutions | 3203 WILSON MILLROAD, LAKE CORMORANT, MS 38641 | ALLEN & HOSHALL, PLLC. | 42 | SBS | ELEVATE | Hot Mopped 2 Ply SBS Modified Bitumen Roofing System o Hot Mopped ½” Coverboard o ½’’ Tapered Polyiso insulation at crickets only o Hot Mopped R-25 Polyiso insulation o Hot Mopped Base Sheet (as per manufacturer’s requirements) o 60 mil. TPO wall flashing o 22 Ga. Prefinished Steel Premanufactured coping (Color to be selected from manufacturer’s standard or metallic color chart) o 22 Ga. Prefinished Steel expansion joint flashings (Color to be selected from manufacturer’s standard or metallic color chart) o 24 Ga. Prefinished Steel Premanufactured downspouts (Color to be selected from manufacturer’s standard or metallic color chart) o 24 Ga. Prefinished Steel counter, reglet flashings (Color to be selected from manufacturer’s standard or metallic color chart) o 24 Ga. Stainless Steel Scuppers |  |  | *
Prairie Elementary School |  | Lisbeth M | Roofing Solutions | 1101 Rue Du Belier, Lafayette, LA 70506 | Grace Hebert Curtis Architects, APAC | 793.1 (SBS) | METAL WALL PANELS SOFFIT SBS | KINGSPAN (METAL WALL PANELS) KINGSPAN (SOFFIT) SOPREMA (SBS) | I. Metal Wall Panels System over 7/8” hat channels at Bldgs A, B, C & D. a) Install Clark Dietrich 7/8” Hat Channel over cold formed metal framing @ 24” O.C. (PER PLANS) b) Install 22 Ga. Kingspan Morin MX 1.0 Smooth 12” Metal Wall Panels (Ref. to Shop drawings elevations): - MP-1a: Color to be Dove Gray. Vertical Installation. - MP-1b: Color to be Sandstone. Vertical Installation. - MP-1c: Color to be Custom Purple. Vertical Installation. - MP-1d: Color to be Slate Blue. Vertical Installation. - MP-1e: Color to be Patina Green. Vertical Installation. - MP-1f: Color to be Custom Yellow. Vertical Installation. - MP-1g: Color to be Custom Orange. Vertical Installation. - MP-1h: Color to be Redwood. Vertical Installation. c) Install 22 Ga. Kingspan Morin MX 11.0 Smooth 12” Metal Wall Panels (Ref. to Shop drawings elevations): - MP-2a: Color to be Patina Green. Vertical Installation - MP-2b: Color to be Dove Gray. Vertical Installation d) Install 22 Ga.Kingspan Morin MX 6.0 Smooth 12” Metal Wall Panel (Ref. to Shop drawings elevations): - MP-3: Color to be Patina Green. Vertical Installation. e) Install 24 Ga. Pre-finished Steel Drip flashing, J-Trims, and any wall-related flashings. II. Soffit Panels System over 7/8” hat channels at Bldgs. A & B f) Install Clark Dietrich 7/8” Hat Channel over cold formed metal stud framing @ 24” O.C. (PER PLANS) g) Install 22 Ga. Kingspan Morin MX 6.0 Smooth 12” Metal Wall Panels: - MP-3a: Color to be Dove Gray. h) Install 24 Ga. Pre-finished Steel J-Trims, and any soffit-related flashings. I. SBS Roof System over sloped metal deck at Bldgs. A, B, C & D a) Mechanically fasten the following materials w/ Soprema Soprafix #14 MP fasteners and Soprema Soprafix 3” Insulation Plates: - (2) Layers of 2.2” Soprema Sopra-Iso Flat Polyiso Insulation - (1) Layer of 1.5” Soprema Sopra-Iso Flat Polyiso Insulation - 1/2” Slope Soprema Sopra-Iso Tapered Polyiso Insulation (crickets only) - 1/4” Soprema Sopraboard Coverboard b) Torch apply Soprema Sopralene Flam 180 (base ply, flashing base ply, stripping ply). c) Torch apply Soprema Sopralene Flam 180 FR GR (cap ply, flashing cap ply). d) Install Soprema Elastocol 500 Primer over metal edges e) Install Soprema Sopramastic SBS Elastic Cement @ roof edges. f) Install Soprema Sopramastic SP1 @ drip edges. g) Install Soprema Soprawalk Walkpads. h) Install Soprema Alsan Liquid Flashing System at all roof-related penetrations. i) Install 24 Ga. Pre-finished Steel counter flashing, downspouts, gutter, conductor heads, expansion joint cap, coping cap, gravel guard and any roof-related flashings. j) Install 24 Ga. Stainless Steel Scupper k) Install concrete splash blocks where downspouts discharge onto ground. | Section 074213 Metal Wall And Soffit Section 075216 SBS Roof System Section 076200 Sheet Metal and Flashing Section 075200 – Modified Bituminous Membrane Roofing | Metal Wall Panels System Hat Channels Clark Dietrich Cold Formed Metal Framing Kingspan Morin MX 1.0 Smooth 22 Ga. Metal Wall Panels Shop Drawings Elevations Vertical Installation Color Options Custom Purple Slate Blue Patina Green Custom Yellow Custom Orange Redwood Pre-finished Steel Drip Flashing J-Trims Soffit Panels System SBS Roof System
Delgado Nursing |  | Lisbeth M | Roofing Solutions | 615 CITY PARK AVENUE NEW ORLEANS, LA 70119 | MANNING ARCHITECTS + MACKEY MITCHELL ARCHITECTS | - | ACM | ALUSYSTEMS | Fabrication and installation of Metal Composite Panels System 40. • Extrusions and screws for installation.
Delgado Nursing & Allied Health-5th |  | Lisbeth M | Roofing Solutions | 616 CITY PARK AVENUE NEW ORLEANS, LA 70119 | MANNING ARCHITECTS + MACKEY MITCHELL ARCHITECTS | 38 | ACM | ALUSYSTEMS | Rout-and-Return Wet Seal System, System 10 by Alusystems, Aluminum Composite Metal Wall Panels, 4mm thick, FR core by Alucobond. o Champagne Metallic Color o Aluminum attachment clips, fasteners, backer rod, sealants, flashing and trim related to metal wall panel system only. Metal Wall Panels and Soffit Panels $805,167.00 • Morin 22 Ga. Prefinished Steel Integrity XC-12 Panel Metal Wall Panels (Metal Panel 1) o 22 Ga. Prefinished Steel Shop Fabricated J-Trim o Factory Fabricated Corners o Morin Dark Bronze Color • Morin 22 Ga. Prefinished Steel Integrity XB-16 Panel Metal Wall Panels (Metal Panel 1) o 22 Ga. Prefinished Steel Shop Fabricated J-Trim o Factory Fabricated Corners o Morin Dark Bronze Color • Morin 22 Ga. Prefinished Steel Integrity X-12 Panel Metal Wall Panels (Metal Panel 2) o 22 Ga. Prefinished Steel Shop Fabricated J-Trim o Factory Fabricated Corners o Morin Dark Bronze Color Morin 22 Ga. Prefinished Steel Integrity X-16 Panel Metal Wall Panels (Metal Panel 2) o 22 Ga. Prefinished Steel Shop Fabricated J-Trim o Factory Fabricated Corners o Morin Dark Bronze Color • Aluminum Plate Dri-Design Metal Soffit Panels o One (1) Color to be selected from Manufacturer’s Stock Colors • 22 Ga. Prefinished Steel Shop Fabricated Coping at Metal Wall Panels Locations Only |  |  | *
Delta Fuel Natchez, MS |  | Lisbeth M | Roofing Solutions | 200N CANAL ST., CALLON PETROLEUM COMPANY | - | 16 | SBS | SOPREMA | • Demo existing roof down to wood deck • Soprema 2-Ply torched applied SBS modified bitumen roof system • Simultaneously Mechanically attached insulation system o ½” coverboard o ¼” tapered insulation at 3rd floor and 4th floor roofs only o 4” Polyiso insulation at 3rd floor and 4th floor roofs only o 1” Polyiso insulation at 1st floor roof only • 24 ga pre-finished steel shop fabricated coping cap • 24 ga pre-finished steel shop fabricated gutter and downspout at 1st floor roof only • Roof related sheet metal flashing and trim
GC Roofing Replacement Medical Arts Plaza |  | Lisbeth M | Roofing Solutions | 15748 MEDICAL ARTS DR., HAMMOUND, LA 70403 | MOATES SAVOIE HUNLEY ARCHITECTS, LLC | 307 (METAL WALL PANELS) 17 (ASPHALT SHINGLES) 22 (SBS) | METAL WALL PANELS ASPHALT SHINGLES SBS | PAC-CLAD GAF ELEVATE | METAL WALL PANELS SYSTEM SUMMARY I. Metal Wall Panels System Over Gypsum Roof Coverboard a) Install Soprema Lastobond Shield HT Self-Adhered Underlayment. b) Install 24 Ga. Pre-finished Steel 12” PAC-CLAD Flush Metal Wall Panels, according to manufacturer installation instructions. c) Install 24 Ga. Pre-finished Steel j-trim flashing and any wall-related flashing and trim. ASPHALT SHINGLES ROOF SYSTEM SUMMARY I. Asphalt Shingles Roofing System Over Existing 2” Gypsum Plank Roof Deck a) Mechanically 3/4” USG Structo-Crete Structural Concrete Roof Decking attach the following materials w/Grabber Construction Products, Inc #8 x 1-5/8” Winged Flat Wafer Head Self-Drilling Screw. Install GAF StormGuard Film-Surfaced Leak Barrier (underlayment) at eaves and valleys. b) Install GAF FeltBuster High-Traction Synthetic Roofing Felt over the entire plywood deck. c) Install GAF Pro-Star started Strip Shingles at eaves and rake. d) Install GAF Timberline HDZ High-Definition Shingles with roofing nails according to manufacturer´s installation instructions. e) Install GAF Seal-A-Ridge Cap/Hip Shingles. f) Install 24 Ga. Pre-finished steel flashings, Drip edge and counter flashings. g) Install 22 Ga. Steel Cleat. h) Existing fascia and Gutter to remain. SBS ROOF SYSTEM SUMMARY I. SBS Roofing System over existing slope lightweight concrete deck at low roofs a) Install Elevate Channel Venting Base w/ LWC Base-Ply Fasteners. b) Mechanically attach the following materials w/ Elevate Heavy Duty fasteners and Elevate Insulation Fastening Plates: - (2) Layers of 1.5” Elevate Iso 95+ GL Flat Polyiso Insulation. - ½” Georgia Pacific Densdeck Prime Gypsum Roof Board (Coverboard). c) Install Elevate SBS Smooth (base ply, flashing base ply and stripping ply) w/ Elevate Multi-Purpose MB Cold Adhesive. d) Install Elevate SBS FR Cap (cap ply) w/ Elevate Multi-Purpose MB Cold Adhesive. e) Torch-apply Elevate SBS Metal Flash-AL (flashing cap ply). f) Install Elevate Multi-Purpose MB Flashing Cement at roof edges, scuppers, and roof drains. g) Install Elevate AP Sealant at scuppers. h) Install 30” x 30” 2.5 Lb Lead Flashing. i) Install 1/2” Georgia Pacific Densdeck Gypsum Roof Board at roof edges. j) Install New Zurn Z100F Retrofit roof drain body. k) Install pressure-treated wood blocking as required. l) Install 24 Ga. Pre-finished Steel counter flashing, scupper, copings caps, and any roof-related flashing. | Section 061000 - Rough Carpentry Section 075500 - Modified Bitumen Membrane Roofing Section 073113 - Asphalt Shingles Section 074213 - Metal Wall Panels Section 076200 - Sheet Metal Flashing and Trim | Metal Wall Panels Gypsum Roof Coverboard Soprema Lastobond Shield HT Self-Adhered Underlayment 24 Ga. Pre-finished Steel PAC-CLAD Flush Metal Wall Panels J-trim flashing Wall-related flashing Asphalt Shingles Existing 2” Gypsum Plank Roof Deck USG Structo-Crete Structural Concrete Roof Decking Grabber Construction Products Winged Flat Wafer Head Self-Drilling Screw GAF StormGuard Film-Surfaced Leak Barrier FeltBuster High-Traction Synthetic Roofing Felt Pro-Star started Strip Shingles Timberline HDZ High-Definition Shingles Seal-A-Ridge Cap/Hip Shingles SBS Roof System Elevate Iso 95+ GL Flat Polyiso Insulation
Desoto County Agri-Educational Center |  | Lisbeth M | Roofing Solutions | DESOTO COUNTY BOARD OF SUPERVISORS | SHAFER ZAHNER ZAHNER OFFICE OF ARCHITECTURE | 190 (STANDING SEAM METAL ROOF) 66 (METAL WALL PANELS) | STANDING SEAM METAL ROOF METAL WALL PANELS | MBCI | • 2 Ply SBS Modified Bitumen Roofing System o 1/2” Cover board o ½’’ Tapered polyiso insulation at crickets only o 1/4” Tapered polyiso Insulation at ridge o R-24 Polyiso Insulation o .040” Prefinished Aluminum Premanufactured Coping (Color to be selected from manufacturer’s standard stocked color chart) o .040” Prefinished Aluminum Gutter, Downspouts, and Counterflashing (Color to be selected from manufacturer’s standard stocked color chart) Standing Seam Metal Roof $ 340,262.00 • MBCI 24 Ga. Pre-Finished Steel BattenLok HS Standing Seam Metal Roofing System (Color to be selected from MBCI’s standard color chart) at roof type 1/4/5 only (Community Building/Restroom Building) o 1/4” Gypsum Cover board at roof type 1 only o 1/2” Gypsum Cover board at roof type 4 & 5 only o R-24 Polyiso insulation at roof type 1 & 5 only o R-30 Polyiso insulation at roof type 4 only o 1 Layer of Self-Adhering Underlayment o 24 Ga. Prefinished Eave Flashings o 0.040” Prefinished Aluminum Gutters, and Downspouts Wall Panels $ 169,698.00 • MBCI 24 Ga. Pre-Finished Steel 7.2 Panel Smooth Metal Wall Panels (Color to be selected from manufacturer’s standard stocked color chart) at Community Building and Restroom Building Only o Z channels behind wall panels only o 2” Rigid Insulation o 24 Ga. Prefinished Steel J-trims • Pre-Finished Aluminum Perforated Metal Soffit Panels (Color to be selected from manufacturer’s standard stocked color chart) o Prefinished Aluminum J-trims |  |  | *
Coca-Cola Sales Center Renovations - Lafayette, LA-2nd |  | Lisbeth M | Roofing Solutions | 533 BOLIVAR ST, NEW ORLEANS, LA 70112 | DESIGN GROUP FACILITY SOLUTIONS | - | METAL WALL PANELS, ACM | ALUSYSTEMS, BERRIDGE | I. Metal Wall System over ½” Ext. Dens Glass Sheathing @ Check-In Building a) Install 24 Ga. Pre-finished Steel Berridge HS-8 Metal Wall Panels with corresponding closure, sealant, and accessories according to the manufacturer´s installation instructions. b) Install 24 Ga. pre-finished Steel j-trims, base trim, corner trim and any wall-related flashing and trim. Section 07413.30 – Aluminum Composite Material Wall Panel System I. ACM System over 5/8” Denglass Exterior Sheathing at Main entrance and employee entrance a) Install Clark Dietrich Hat Channel 7/8” Hat Channels. b) Install Alusystems Series 10 – Wet Seal Aluminum Composite Wall Panels using Alucobond 4mm FR Core Material according to manufacturer’s installation instructions. c) Install aluminum attachment clips, fasteners and sealant related to ACM panels. d) Install 0.040” pre-finished aluminum flashing and trim related to ACM panels. | 07 41 13 - ALUMINUM COMPOSITE MATERIAL WALL PANELS 07 62 00 - SHEET METAL FLASHING AND TRIM | Metal Wall System Ext. Dens Glass Sheathing 24 Ga. Pre-finished Steel Berridge HS-8 Metal Wall Panels Manufacturer's Installation Instructions Closure Sealant Accessories 24 Ga. pre-finished Steel J-trims Base trim Corner trim Wall-related Flashing Aluminum Composite Material Wall Panel System ACM System Clark Dietrich Hat Channel Alusystems Series 10 Wet Seal Aluminum Composite Wall Panels Alucobond 4mm FR Core Material Aluminum Attachment Clips
Diguilio's Restaurant Expansion Phase I |  | Lisbeth M | Roofing Solutions | 2903 PERKINS ROAD, BATON ROUGE, LA 70808 | WHLC ARCHITECTS | 44 | TPO | - | • 60 mil Single Ply TPO roofing System o Walkway pads o 5/8” Cover Board o ½’’ Tapered Polyiso insulation at crickets only o ¼” Tapered Polyiso Insulation at flat deck only o 3” Polyiso insulation at flat deck roof o 3 ½” Polyiso Insualtion at sloped deck roof o 24 Ga. Pre-finished steel drip edge, counter flashing, coping o Two (2) TPO Coated Metal Scuppers |  |  | *
Dominos No 5611, Calera, AL |  | Lisbeth M | Roofing Solutions | PIZZA THEATER TENANT IMPROVEMENT, BEVERLY DRIVE, CALERA, AL 35040 | GNICH ARCHITECTURE STUDIO | 23 | TPO | - | 60 mil TPO White Single-ply Roofing System o Walkway pads o 1/4” Coverboard o ½” Tapered polyiso insulation at crickets only o R-25 Polyiso insulation o 24 Ga Prefinished Steel Coping, counterflashings, downspouts, conductor heads (Color to be selected from manufacturer’s standard color chart) o 24 Ga TPO Coated Steel Scuppers |  |  | *
Covington Elementary School Additions |  | Lisbeth M | Roofing Solutions | 325 SOUTH JACKSON STREET. COVINGTON, LA 70433 | MSH ARCHITECTS, L.L.C. | 71 | METAL WALL PANELS, SOFFIT, ACM | ALUSYSTEMS, PAC-CLAD | Section 074213 – Metal Wall Panels and Soffit I.Metal Wall Panels over CMU wall @ Classroom Building a) Install 18 ga. steel 2” Z-furring channel at indicated areas only. b) Install 2” Owens Corning Foamular 250 XPS Rigid Foam Insulation between Z-furring channels at indicated areas only. c) Install 22 ga. pre-finished steel 12” Pac-Clad HWP metal wall panel where indicated on plans. d) Install 22 ga. pre-finished steel Pac-Clad Highline S1 metal wall panel where indicated on plans. e) Install 22 ga. pre-finished steel J-Trim, drip edge and flashing over brick. II.Metal Wall Panels over 5/8” glass mat sheathing @ Music Room f) Install 22 ga. pre-finished steel 12” Pac-Clad HWP metal wall panel where indicated on plans. g) Install 22 ga. pre-finished steel Pac-Clad Highline S1 metal wall panel where indicated on plans. h) Install 22 ga. pre-finished steel J-Trim and drip edge flashing. III.Soffit Panels over 10” rafters @ Music Room, First Floor and Second Floor of Classroom Building a) Install 18 ga. steel 7/8” Hat Channel at indicated areas only. b) Install 22 ga. pre-finished steel 12” Pac-Clad Flush Panel soffit metal panel. c) Install 22 ga. pre-finished steel J-Trim. Section 074213.23 – Composite Wall Panels I.Metal Composite Wall Panels System over 5/8” glass mat sheathing @ Second Floor of Classroom Building (Lobby Entry) a) Install 18 ga. steel 7/8” Hat Channel. b) Install Alusystems Rain Screen - Series 40 Metal Composite Panels using Reynobond 4mm FR Core material according to Manufacturer’s installation instructions. c) Install aluminum attachment clips, fasteners, sealant related to metal wall panel system. d) install 0.040” pre-finished aluminum flashing and trim related to metal composite wall panel system (to match panel´s finish). | 07 42 13 - METAL WALL PANELS AND SOFFIT 07 42 23 - COMPOSITE WALL PANELS 07 62 00 - SHEET METAL FLASHING AND TRIM | Metal Wall Panels Soffit Panels CMU wall Classroom Building Z-furring channel Owens Corning Foamular 250 XPS Rigid Foam Insulation Pac-Clad HWP metal wall panel Pac-Clad Highline S1 metal wall panel J-Trim Drip edge Flashing Glass mat sheathing Music Room First Floor Second Floor Rafters Hat Channel Alusystems Rain Screen - Series 40 Metal Composite Panels Reynobond 4mm FR Core material Aluminum attachment clips
MSDCC New Bookstore, Moorhead, MS |  | Jennifer C | Roofing Solutions | N/A | N/A | N/A | N/A | N/A | • Demolition of existing Standing Seam Metal Roof • ACI 24 Ga. Pre-Finished Steel 18” Ultra Lok Standing Seam Metal Roof (as per drawings) o Color Midnight Bronze 3000, 2 coats finish o Self-adhering underlayment over the entire roof o 1” Polyiso insulation system (at new construction) o 4” Polyiso insulation system (at new construction) • Shop fabricated 24 Ga. Pre-Finished Gutter and Downspouts o Color Midnight Bronze 3000, 2 coats finish • Roof related sheet metal flashing and trim | N/A | Demolition Standing Seam Metal Roof ACI 24 Ga. Pre-Finished Steel Ultra Lok Color Midnight Bronze 3000 Self-adhering underlayment Polyiso insulation system Shop fabricated Gutter and Downspouts Sheet metal flashing and trim
Stone County CTE Facility |  | Jennifer C | Roofing Solutions | 1200 Woodland Dr, Wiggins, MS 39577 | Eley Guild Hardy Architects | 19.44 (PMMA) 218.98 (SBS) 18.57 (SOFFIT) 61.20 (WALL PANELS) | PMMA SBS SOFFIT WALL PANELS | SOPREMA (PPMA, SBS) BERRIDGE (SOFFIT, WALL PANELS) | I. PMMA Roof System over metal deck @ Entry Clerestory a) Mechanically attach the following materials w/ Soprema #14 MP Fasteners and 3” Metal Insulation Plates: • 1/2" Georgia-Pacific Densdeck Prime Roof Board (Cover Board). b) Torch-apply Soprema Elastophene SP 2.2 (Base Ply) c) Install Soprema PMMA Liquid Membrane Roof System using the following materials: • Alsan RS 230 Field (Base Coat) • Alsan RS Fleece • Alsan RS 230 Field (Top Coat) • Soprema Granules • Alsan RS 222 Primer (Apply to prepared vertical substrates) • Alsan RS 230 Flash (Base Coat) • Alsan RS Fleece • Alsan RS 230 Flash (Top Coat) • Soprema Granules • Alsan RS Cleaner d) Install 24 Ga. Prefinished steel edges, gutters, downspouts and any roof related flashing and trim. e) Install 24 Ga. Prefinished steel splash pans. I. SBS Roof System over structurally sloped metal deck a) Mechanically attach the following materials w/ Soprema #14 MP Fasteners and 3” Metal Insulation Plates: • (1) Layer of 2” Soprema SopraIso Flat Polyiso Insulation (for tapered insulation fillers) • 1/2” Slope Soprema SopraIso Tapered Polyiso Insulation (crickets) • 1/2" Georgia-Pacific Densdeck Prime Roof Board (Cover Board). b) Torch-apply Soprema SOPRALENE FLAM 180 (Base ply, base flashing, and stripping ply) c) Torch-apply Soprema SOPRALENE FLAM 180 FR GR SG (Cap ply) d) Torch apply Soprema Sopralast 50 TV ALU (Cap flashing). e) Install Soprema Elastocol 500 Primer @ all vertical concrete/brick/CMU walls and under edge metals flanges f) Install Soprema Sopramastic SBS Elastic Cement @ roof edges and roof drains. g) Install Soprema Alsan Flashing w/ Soprema PolyFleece @ exhaust fans, vents thru roof, drains, overflow drains, fume hood exhaust fans, and any roof related penetrations. h) Install Soprema Soprawalk Walkpads. i) Install 24 Ga. Prefinished steel parapet caps, copings, counter flashing, edges, gutters, downspouts and any roof related flashing and trim. j) Install OMG termination bars as required I. Metal Soffit Panels System over 3/4” Exterior Grade Plywood a) Install 24 Ga. Steel Berridge FW-12 Soffit Panels. b) Install 24 Ga. Pre-finished Steel J-trim flashing and any soffit-related flashing and trim. I. Metal Wall Panels System over 5/8” Exterior Sheathing a) Install 18 Ga. 2” Steel Z Girts over the exterior sheathing. b) Install 2” Rigid Foamular CW25 XPS Insulation between Z Girts c) Install 24 Ga. Pre-finished Steel Berridge HR-16 Panels according to manufacturer installation instructions. d) Install 24 Ga. Pre-finished Steel corner trim and any wall-related flashing and trim. | Section 07 72 00 – Roof Accessories Section 07 62 00 – Sheet Metal and Flashing Trim Section 07 71 13 – Manufactured Copings and Section 07 71 15 – Manufactured Edge Metal Section 07 14 30 – Liquid Applied Roofing Membrane Section 07 52 16 – SBS Modified Bituminous Membrane Roofing Section 07 42 15 – Metal Soffit Panels Section 07 42 14 – Metal Wall Panels Section 07 21 00 – Thermal Insulation | PMMA Roof System Metal Deck Entry Clerestory Mechanically attach Soprema #14 MP Fasteners Metal Insulation Plates Georgia-Pacific Densdeck Prime Roof Board Torch-apply Soprema Elastophene SP 2.2 Soprema PMMA Liquid Membrane Roof System Alsan RS 230 Field Alsan RS Fleece Soprema Granules Alsan RS 222 Primer Alsan RS 230 Flash Alsan RS Cleaner 24 Ga. Prefinished steel Edges, gutters, downspouts SBS Roof System Structurally sloped metal deck
BREC Greenwood Park & Baton Rouge Zoo GMP #1 |  | Jennifer C | Roofing Solutions | GREENWOOD PARK AND BATON ROUGE ZOO PHASE 1 IMPR. 3601 THOMAS ROAD. BATON ROUGE, LA 70807 | SASAKI | 218 | PVC | SOPREMA | PVC ROOF SYSTEM SUMMARY Section 07 54 19 Polyvinyl‐Chloride (PVC) Roofing I. PVC Roof System over Concrete Deck @ African Aviary Roof, Condor Roof, and Eagle Roof a) Adhere de following components using Soprema Duotack SPF insulation adhesive: ‐ 2 layers of 2” Soprema SopraIso Polyiso Insulation. ‐ ½” Soprema SopraIso Tapered Polyiso Insulation at crickets only (compound crickets, double slope). ‐ 1 layer of ½” GP DensDeck Prime Cover board. b) Install Soprema 80 mil Sentinel P200 PVC membrane with Soprema Sentinel S Bonding Adhesive. c) Install Soprema 60 mil Sentinel G150 PVC flashing membrane with Soprema Sentinel S Bonding Ahesive. d) Install Soprema Sentinel PVC roof‐related accessories as per Manufacturer´s instructions. e) Install 24 ga. prefinished steel coping, couter flashing, gutters, and downspouts. II. PVC Roof System over Concrete Deck @ Colobus/Hippo Roof, Jaguar/Bear Roof, and Aviary Roof. a) Adhere de following components using Soprema Duotack SPF insulation adhesive: ‐ 2 layers of 2” Soprema SopraIso Polyiso Insulation. ‐ ½” Soprema SopraIso Tapered Polyiso Insulation at crickets only (compound crickets, double slope). ‐ 1 layer of ½” GP DensDeck Prime Cover board. b) Install Soprema 80 mil Sentinel P200 PVC membrane with Soprema Sentinel S Bonding Adhesive. c) Install Soprema 60 mil Sentinel G150 PVC flashing membrane with Soprema Sentinel S Bonding Ahesive. d) Install Soprema Sentinel PVC roof‐related accessories as per Manufacturer´s instructions. e) Install 24 ga. Soprema Sentinel VCM coated metal gravel stop. f) Install 24 ga. prefinished steel coping, counter flashing, gutters, and downspouts. Section 07 41 13.13 Formed Metal Panels and Soffits I. Metal Roof Panel System over Plywood Deck @ Giraffe and Elk/Bison Roofs a) Install 16 ga. steel 3.5” z‐channels @ 24” to match roof truss (by others). b) Install 1 layer of 3.5” Soprema SorpaIso Polyiso Insulation in between z‐channels. c) Install MidStates QuikStick HT Pro Self‐Adhering Underlayment. d) Install 24 ga. prefinished steel 36” McElroy Metal R‐Panel and roof‐related flashing and trim. e) Install Palram SunSky 12” Clear Corrugated Polycarbonate Skylight panel at indicated locations. f) Install 24 ga. prefinished steel gutters and downspouts. II. Metal Roof Panel System over Plywood Deck @ Colobus/Hippo Underwater Viewing Roof a) Install 16 ga. steel 3.5” z‐channels @ 24” to match roof truss. b) Install 1 layer of 3.5” Soprema SorpaIso Polyiso Insulation in between z‐channels. c) Install MidStates QuikStick HT Pro Self‐Adhering Underlayment. d) Install 24 ga. prefinished steel 36” McElroy Metal R‐Panel and roof‐related flashing and trim. III. Metal Roof Panel System over Structural Roof Framing @ Colobus/Hippo and Jaguar/ Bear Off Holding Roof a) Install 16 ga. steel 2” z‐channels over structural roof framing. b) Install 24 ga. prefinished steel 36” McElroy Metal R‐Panel and roof‐related flashing and trim. IV. Soffit Panel System over Plywood Substrate @ Colobus/Hippo Off Holding Roof a) Install 24 ga. prefinished steel 12” McElroy Marquee‐Lok soffit panel over plywood substrate. b) Install 24 ga. prefinished steel roof‐related flashing and trim. | 07 54 19 - POLYVINYL CHLORIDE (PVC) ROOFING 07 62 00 - SHEET METAL FLASHING AND TRIM 07 41 13 - FORMED METAL WALL PANELS | PVC Roof System Concrete Deck Soprema Duotack SPF Adhesive Polyiso Insulation GP DensDeck Prime Cover Board Sentinel P200 PVC Membrane Sentinel G150 PVC Flashing Membrane Prefinished Steel Coping PVC Roof Accessories Gravel Stop VCM Coated Metal Formed Metal Panels Soffits Metal Roof Panel System Z-Channels McElroy Metal R-Panel Polycarbonate Skylight Panel SunSky Clear Corrugated Panel Soffit Panel System Marquee-Lok Soffit Panel
Decatur Residence Hall, Decatur, AL |  | Jennifer C | Roofing Solutions | 110 JOHNSTON ST SE, DECATUR, AL 35601 | GOODWYN MILLS CAWOOD, LLC | 138 | PVC | VERSICO | Section 07 5400 – PVC Ethylene Interpolymer Membrane Roofing I. PVC Roof System over Cementitious deck. A. Install following materials w/ Versico Flexible Dash Adhesive: • (2) layer of 2” Versico VersiCore Flat Polyiso Insulation. • 1/4” Sloped Versico VersiCore Tapered Polyiso Insulation. • 1/2” Sloped Versico VersiCore Tapered Polyiso Insulation (Crickets only). • 1/4” Versico DensDeck Roof Board (Cover Board). B. Adhere Versico VersiFlex KEE HP (PVC) 60-mils Membrane (Field and Flashing) w/ Versico CAV-GRIP PVC Adhesive. C. Terminate field membrane horizontally w/ Versico HPV Fastener and Versico HPVX-Plate @ 12” O.C. max. D. Install Versico Metal Termination Bar w/ Versico Zin Nail-In Anchor @ 6” O.C. MAX. w/ Versico G- 500 CM Water Cut-Off Mastic behind the fastening bar. E. Install Versico VersiFlex PVC Universal Corners, Versico VersiFlex Pipe Seals and Versico VersiFlex PVC T-Joint Covers as needed. F. Install Versico Clear Cut-Edge Sealant at membrane flashing termination. G. Apply Versico Low-VOC Membrane Cleaner as needed. H. Install 24 Ga. pre-finished steel counter flashing, downspouts, gutters, and any roof-related flashings. | 07 54 00 - POLYVINYL CHLORIDE (PVC) ROOFING 07 62 00 - SHEET METAL FLASHING AND TRIM | PVC Ethylene Interpolymer Membrane Roofing Cementitious deck Versico Flexible Dash Adhesive Versico VersiCore Flat Polyiso Insulation Versico VersiCore Tapered Polyiso Insulation Crickets Versico DensDeck Roof Board Versico VersiFlex KEE HP (PVC) 60-mils Membrane Versico CAV-GRIP PVC Adhesive Versico HPV Fastener Versico HPVX-Plate Versico Metal Termination Bar Versico Zin Nail-In Anchor Versico G-500 CM Water Cut-Off Mastic Versico VersiFlex PVC Universal Corners Versico VersiFlex Pipe Seals Versico VersiFlex PVC T-Joint Covers Versico Clear Cut-Edge Sealant Low-VOC Membrane Cleaner Pre-finished steel counter flashing
GC Boshell Building Roof Repair-Replacement, Birmingham, AL |  | Jennifer C | Roofing Solutions | 1808 7TH AVENUE SOUTH, BIRMINGHAM, AL 35233 | TRI ARCHITECTURE + INTERIOR DESIGN | 209 | PVC | CARLISLE | PVC ROOF SYSTEM SUMMARY Section 075423 – PVC Membrane Roof I. PVC Roof System over existing flat metal deck @ 2nd Floor, 3rd Floor Roofs, Main Roof, Upper Roofs, High Roof Level A and High Roof Level B. a) Demo the entire existing roof down to the roof deck. b) Mechanically attach the following materials w/ Carlisle #12 InsulFast Fastener and 3” Metal Insulation Plate: - (1) layer of 5/8” Georgia-Pacific DensDeck Prime Roof Board (Substrate Board) - (2) layers of 2” Carlisle InsulBase Flat Polyiso Insulation - 1/4” slope Carlisle InsulBase Tapered Polyiso Insulation - 1/2” slope Carlisle InsulBase Tapered Polyiso Insulation (crickets) c) Adhere 5/8” Georgia-Pacific DensDeck Prime Roof Board (Cover Board) w/ Carlisle Flexible Fast Insulation Adhesive. d) Adhere Carlisle Sure-Flex KEE HP PVC Membrane (Field and Flashing) w/ Carlisle Low-VOC Bonding Adhesive. e) Install (2) layers of 1/2” Georgia-Pacific DensDeck Prime Roof Board Sheathing, replace only as required @ parapets. f) Install Carlisle Sure-Flex PVC Walkway Roll at indicated areas only. g) Install Carlisle Sure-Flex PVC Low-VOC PVC Step 1 Activator and Carlisle Sure-Flex PVC Low-VOC Step 2 Primer at all metals in contact with the PVC membrane. h) Install 6” Carlisle Sure-Flex PVC Pressure-Sensitive Cover Strip at all roof edges. i) Install Carlisle Sure-Flex PVC Non-Reinforced Flashing Strip at all scuppers. j) Install Carlisle Sure-Flex PVC Coated Metal at all scuppers. k) Install Carlisle Sure-Flex PVC Molded Pipe Flashing at all pipe penetrations. l) Install Carlisle Water Cut-Off Mastic at pipe penetrations, scuppers, roof drains and flashing termination at walls/parapets. m)Install Carlisle Universal Single-Ply Sealant at scuppers and flashing termination at walls/parapets. n) Install Carlisle Sure-Flex PVC Inside Corners, Outside Corners and T-Joint Covers. o) Install pressure-treated wood blocking as needed. p) Install termination bar @ flashing termination at walls/parapets. q) Replace damaged roof drain clamping rings and strainers, verify in field size and type. r) Install 24 ga. pre-finished steel gutters, downspouts, drip edge flashing, curb flashing and counter flashings. s) Install 0.040” pre-finished aluminum coping caps w/ 4” overlap joint. II. PVC Roof System over existing flat concrete deck @ 6th Floor Eyebrow Roofs. a) Demo the entire existing roof down to the roof deck. b) Adhere the following materials w/ Carlisle Flexible Fast Insulation Adhesive: - (2) layers of 2” Carlisle InsulBase Flat Polyiso Insulation - 1/4” slope Carlisle InsulBase Tapered Polyiso Insulation - 1/2” slope Carlisle InsulBase Tapered Polyiso Insulation (crickets) - 5/8” Georgia-Pacific DensDeck Prime Roof Board (Cover Board) c) Adhere Carlisle Sure-Flex KEE HP PVC Membrane (Field and Flashing) w/ Carlisle Low-VOC Bonding Adhesive. d) Install Carlisle Sure-Flex PVC Low-VOC PVC Step 1 Activator and Carlisle Sure-Flex PVC Low-VOC Step 2 Primer at all metals in contact with the PVC membrane. e) Install 6” Carlisle Sure-Flex PVC Pressure-Sensitive Cover Strip at all roof edges. f) Install Carlisle Water Cut-Off Mastic at roof drains and flashing termination at walls/parapets. g) Install Carlisle Universal Single-Ply Sealant at flashing termination at walls/parapets. h) Install Carlisle Sure-Flex PVC Inside Corners, Outside Corners and T-Joint Covers. i) Install pressure-treated wood blocking as needed. j) Install termination bar @ flashing termination at walls/parapets. k) Replace damaged roof drain clamping rings and strainers, verify in field size and type. l) Install 24 ga. pre-finished steel drip edge flashing and counter flashings. m) Replace damaged metal roof-to-wall counter flashings w/ new 24 ga. pre-finished steel counter flashing. | 07 54 00 - POLYVINYL CHLORIDE (PVC) ROOFING 07 62 00 - SHEET METAL FLASHING AND TRIM | PVC Roof System Membrane Roof Flat Metal Deck Roof Demolition Polyiso Insulation Tapered Insulation Cover Board Bonding Adhesive Walkway Roll Pressure-Sensitive Cover Strip Flashing Strip Coated Metal Molded Pipe Flashing Water Cut-Off Mastic Universal Single-Ply Sealant Inside Corners Outside Corners T-Joint Covers Termination Bar Drip Edge Flashing
GC Campus Roofing - South Mississippi Regional Center |  | Jennifer C | Roofing Solutions | 1170 W RAILROAD ST, LONG BEACH, MS 39560 | ELEY GUILD HARDY ARCHITECTS, PA | 387 | PVC | SOPREMA | PVC ROOFING SYSTEM SUMMARY Section 075419 – PVC Roofing System I. PVC Roof System Over Structurally Sloped Metal Deck @Main Roof. A. Demo existing roof system down to deck. B. Remove existing damaged concrete and prepare surface. Provide poured in placed compacted structural fill 4” thickness concrete sidewalk (3000 PSI). C. Mechanically attached the following with Soprema #14 MP Fastener and Soprema 3” Metal Insulation Plate: • 2.5” Soprema Sopra-Iso Flat Polyiso Insulation. • 1/4" Georgia-Pacific Densdeck Roof Board Cover Board. D. Adhere Soprema Sentinel PVC P150 (Field and Flashing) with Soprema Sentinel S Bonding Adhesive. E. Install Soprema Sentinel PVC roof-related accessories per manufacturer's instructions. F. Install Soprema Sentinel Molded Universal Corners at all corners and curbs. G. Install Soprema Sentinel T-Joint Patches at all T-joints. H. Install Soprema Sentinel PVC Pipe Flashing at all roof pipe penetrations. I. Install Soprema Alsan RS 230 Flash Liquid Flashing System at window condition with the following materials: • Soprema Alsan RS 230 Flash Liquid Flashing (Base Coat). • Soprema Alsan RS Fleece. • Soprema Alsan RS 230 Flash Liquid Flashing (Top Coat). J. Install Soprema Lastobond Shield HT Self-adhering underlayment under gutter. K. Install 3/4"pressure treated plywood at metal roof sidewall. L. Install pressure-treated wood blocking at roof edges, expansion joints and roof curbs. M. Replace existing roof drain strainer and clamping ring with Zurn RD2150 Replacement Roof Drain. N. Remove and salvage shingle fascia for reinstallation at PVC downspout only. O. Remove and replace Soprema Lastobond Shield HT self-adhering underlayment over 3/4” pressure treated plywood at PVC downspout only. P. Install PVC downspout under shingle fascia at indicated areas. Q. Paint shingle fascia with Sherwin Williams A-100 Exterior Latex Satin A82 Series. R. Install Soprema 24 Ga. Sentinel VCM gravel stop. S. Install 24 Ga. Pre-finished steel expansion joint and any other roof related flashing and trim. T. Install 22 Ga. pre-finished steel counter flashing and 3”X4” downspouts. II. PVC Roof System Over Flat Metal Deck @Addition Roof. A. Demo existing roof system down to deck. B. Mechanically attached the following with Soprema #14 MP Fastener and Soprema 3” Metal Insulation Plate: • 2.5” Soprema Sopra-Iso Flat Polyiso Insulation. • 1/4” Slope Soprema Sopra-Iso Flat Polyiso Insulation. • 1/2" Slope Soprema Sopra-Iso Flat Polyiso Insulation (Crickets). • 1/4" Georgia-Pacific Densdeck Roof Board Cover Board. C. Adhere Soprema Sentinel PVC P150 (Field and Flashing) with Soprema Sentinel S Bonding Adhesive. D. Install Soprema Sentinel PVC roof-related accessories per manufacturer's instructions. E. Install Soprema Sentinel Molded Universal Corners at all corners. F. Install Soprema Sentinel T-Joint Patches at all T-joints. G. Install Soprema Sentinel PVC Pipe Flashing at all roof pipe penetrations. H. Install pressure-treated wood blocking at roof edges, expansion joints and roof curbs. I. Remove and salvage shingle fascia for reinstallation at PVC downspout only. J. Remove and replace Soprema Lastobond Shield HT self-adhering underlayment over 3/4” plywood pressure treated at PVC downspout only. K. Install PVC downspout under shingle fascia at indicated areas. L. Paint shingle fascia with Sherwin Williams A-100 Exterior Latex Satin A82 Series. M. Install Soprema 24 Ga. Sentinel VCM drip edge. N. Install 24 Ga. Pre-finished steel expansion joint and any other roof related flashing and trim. O. Install 22 Ga. pre-finished steel counter flashing, 5”x5” gutters and 3”X4” downspouts. | 07 54 00 - POLYVINYL CHLORIDE (PVC) ROOFING 07 62 00 - SHEET METAL FLASHING AND TRIM | PVC Roofing System Structurally Sloped Metal Deck Demo Concrete Preparation Polyiso Insulation Densdeck Roof Board PVC Membrane Bonding Adhesive Roof Accessories Universal Corners T-Joint Patches Pipe Flashing Liquid Flashing System Self-Adhering Underlayment Pressure-Treated Plywood Roof Drain Replacement Shingle Fascia Gravel Stop Expansion Joint Counter Flashing
GC Central Plaza Towers, 300 and 304 Bayshore Ave, AL |  | Jennifer C | Roofing Solutions | 300 & 304 BAY SHORE AVENUE ¦ MOBILE, ALABAMA 36607 | ALLRED STOLARSKI ARCHITECTS | 415 | PVC | SOPREMA | PVC ROOF SYSTEM SUMMARY Section 07541 – Polyvinyl-Chloride (PVC) Roof System I. Polyvinyl-Chloride (PVC) Roof System Over Existing 8” Cast-in-Place Flat Concrete Deck @ Lower Roof. A. Demo existing roof system down to flat concrete deck. B. Patch all damaged areas of roof deck with new concrete deck and prepare for new roof system installation. This includes patching all abandoned penetrations. C. Prime deck with Soprema Elastocol 500 Primer. D. Torch-apply Soprema Sopralene 180 SP 3.0 (Vapor Barrier) over entire roof deck. E. Adhere the following materials with Soprema Duotack SPF Adhesive: - ¼” Slope Soprema Sopra-Iso Tapered Polyiso Insulation starting at “Y” Board. - ½” Slope Soprema Sopra-Iso Tapered Polyiso Insulation (at crickets only). - ½” National Gypsum Dexcell FA Glass Mat Roof Board (cover board). F. Adhere Soprema Sentinel PVC P150 (60 mil) (field) with Soprema Sentinel H20 Bonding Adhesive. G. Adhere PVC Soprema Sentinel P150 (60 mil) (flashing) with Soprema Sentinel S Bonding Adhesive. H. Install Soprema Sentinel PVC roof-related accessories as per Manufacturer´s instructions. I. Install pressure-treated wood blocking at roof edges and roof equipment curbs and roof equipment supports. J. Remove all existing roof drains and install new roofing system over. K. Install two Roof Hatches with Safety Post. L. Install at all abandoned louvers ½” pressure-treated plywood cover. M. Install Concrete Splash Block where water discharges onto ground. N. Install 0.050” Pre-Finished Aluminum 6”x6” gutter with gutter hanger @ 24” O.C. O. Install 0.050” Pre-Finished Aluminum 4”x6” downspout, use the existing downspout wall anchors and supports. P. Install 0.032” Pre-Finished Aluminum Splash Pan where water discharges onto roof. Q. Install Soprema 24 Ga. Sentinel VCM Coated Metal Drip Edge and Pitch Pocket. R. Install 0.032” Pre-Finished Aluminum counter flashing, cap flashings and any other roof related flashing and trim. II. Polyvinyl-Chloride (PVC) Roof System Over Existing 2.5” Cement Fiber Sloped Deck @ Atrium Roof. A. Demo existing LWIC topping (2” thick approx.) over existing 2.5” Cement Fiber Sloped Deck, at indicated areas only, refer to roof plan. Replace with new LWIC. B. Red Rosin Paper with simplex nails over the 2.5” Cement Fiber Sloped Deck exposed, at indicated areas only, refer to roof plan. C. Mechanically attached Soprema Sopra-G (Base sheet) with Soprema Twin Loc Nails over the Red Rosin Paper, at indicated areas only, refer to roof plan. D. Adhere PVC Soprema Sentinel P150 HFB (60 mil) (field) with with Polyset CR-20 Fleece Back Membrane Roofing Adhesive. E. Adhere PVC Soprema Sentinel P150 (60 mil) (flashing) with Soprema Sentinel S Bonding Adhesive. F. Install Soprema Sentinel PVC roof-related accessories as per Manufacturer´s instructions. G. Install pressure-treated wood blocking at roof edges, parapets and roof equipment curbs and roof equipment supports. H. Install one new Skylights @ Building 300 and two new Skylights @ Building 304. I. Remove existing solar shade fabric and install 3M Sun Control Window film PR40 on existing double pitch skylights. J. Install 0.050” Pre-Finished Aluminum 6”x6” gutter with gutter hanger @ 24” O.C. K. Install 0.050” Pre-Finished Aluminum 4”x6” downspout, use the existing downspout wall anchors and supports. L. Install Soprema 24 Ga. Sentinel VCM Coated Metal Drip Edge, Fascia and Pitch Pocket. M. Install 0.032” Pre-Finished Aluminum counter flashing, cap flashings and any other roof related flashing and trim. | 07 54 00 - POLYVINYL CHLORIDE (PVC) ROOFING 07 62 00 - SHEET METAL FLASHING AND TRIM | PVC Roof System Polyvinyl-Chloride (PVC) Cast-in-Place Flat Concrete Deck Soprema Elastocol 500 Primer Sopralene 180 SP 3.0 Tapered Polyiso Insulation National Gypsum Dexcell FA Glass Mat Roof Board Sentinel PVC P150 (60 mil) Sentinel H20 Bonding Adhesive Pressure-treated Wood Blocking Roof Hatches Concrete Splash Block Pre-Finished Aluminum Gutter Downspout Splash Pan VCM Coated Metal Drip Edge Cement Fiber Sloped Deck Red Rosin Paper Skylights Sun Control Window Film PR40
GC Central Plaza Towers, 302 Bldg Roofing, AL |  | Jennifer C | Roofing Solutions | 302 BAY SHORE AVENUE ¦ MOBILE, ALABAMA 36607 | ALLRED STOLARSKI ARCHITECTS | 111 | PVC | SOPREMA | PVC ROOF SYSTEM SUMMARY Section 07541 – Polyvinyl-Chloride (PVC) Roof System I. Polyvinyl-Chloride (PVC) Roof System Over Existing Cast-in-Place Flat Concrete Deck @ Main Roof, Penthouse Roof and Raised Roof. A. Demo existing roof system down to flat concrete deck. B. Patch all damaged areas of roof deck with new concrete deck and prepare for new roof system installation. This includes patching all abandoned penetrations. C. Prime deck with Soprema Elastocol 500 Primer. D. Torch-apply Soprema Sopralene 180 SP 3.0 (Vapor Barrier) over entire roof deck. E. Adhere the following materials with Soprema Duotack SPF Adhesive: - ¼” Slope Soprema Sopra-Iso Tapered Polyiso Insulation starting at “Y” Board. - ½” Slope Soprema Sopra-Iso Tapered Polyiso Insulation (at crickets only). - ½” National Gypsum Dexcell FA Glass Mat Roof Board (cover board). F. Adhere Soprema Sentinel PVC P150 (60 mil) (field) with Soprema Sentinel H20 Bonding Adhesive. G. Adhere Soprema Sentinel PVC P150 (60 mil) (flashing) with Soprema Sentinel S Bonding Adhesive. H. Install Soprema Sentinel PVC roof-related accessories as per Manufacturer´s instructions. I. Install pressure-treated wood blocking at roof edges, parapets and roof equipment curbs and roof equipment supports. J. Extend pipe penetrations with pipe extensions as needed. K. Remove all existing roof drain strainers and clamping rings and install Zurn RD2150 Replacement Roof Drain. L. Remove and reinstall perimeter rails as needed. M. Remove and reinstall metal stairs, landing, and rails. N. Install 0.040” Pre-Finished Aluminum Coping Caps with 4” overlap. O. Install 0.032” Pre-Finished Aluminum counter flashing, roof divider cap flashing and any other roof related flashing and trim. P. Install Soprema 24 Ga. Sentinel VCM Coated Metal Drip Edge and Pitch Pockets. | 07 54 10 - POLYVINYL CHLORIDE (PVC) ROOFING 07 62 00 - SHEET METAL FLASHING AND TRIM | PVC Roof System Polyvinyl-Chloride (PVC) Cast-in-Place Flat Concrete Deck Soprema Elastocol 500 Primer Sopralene 180 SP 3.0 Vapor Barrier Tapered Polyiso Insulation National Gypsum Dexcell FA Glass Mat Roof Board Sentinel PVC P150 (60 mil) Sentinel H20 Bonding Adhesive Sentinel S Bonding Adhesive Roof Accessories Pressure-treated Wood Blocking Parapets Roof Equipment Supports Pipe Penetrations Roof Drain Replacement Perimeter Rails Pre-Finished Aluminum Coping Caps VCM Coated Metal Drip Edge
GC 4100 Emergency Touro St Reroof |  | Jennifer C | Roofing Solutions | - | - | 150 | TPO | CARLISLE | Remove and dispose existing roofing system down to existing decking • Supply and install new TPO roofing membrane system adhered o 2” PolyIso adhered • Supply and install new shop-fabricated 24 ga pre-finished gravel stop flashing & counter flashing o Color to be selected by Owner from Manufacturer’s two coat standard stock color selection • Supply and install Carlisle extruded aluminum termination bar |  |  | *
GC 4518 Jefferson Hwy Senior Center |  | Jennifer C | Roofing Solutions | 4518 Jefferson HWY– New Orleans, LA | - | - | WATER PROOFING | AWS | • Remove and dispose existing debris on roof system (Flat roof area only) • Clean and prep roof area per manufacturers specifications • Repair damaged roof vents. • Supply and install new AWS Coating roofing system as per manufacturer’s specifications |  |  | *
GC Abraham Lincoln - Solar Panel Anchor Attachments, Denver, CO |  | Jennifer C | Roofing Solutions | ABRAHAM LINCOLN HS, DENVER, CO | - | - | SBS | JM | Install U-Anchor Base Plates and Provided flashing membrane per manufacturer installation instructions and in compliance with Johns Manville (JM) roof manufacturer requirements to maintain existing system warranty. (Labor Only – U-Anchor Plates and cap membrane provided by others)  Install base ply membrane per manufacturer recommendation to eliminate/avoid standing water at anchor locations. – Combined Labor U-Anchor and Base Ply - $9,750.00  Spud gravel down to existing cap ply of membrane – Labor $5,236.00  Provide and Install primer, base sheet and all required flashing cement per manufacturer installation requirements. Provide and install JM #14 Fasteners attachment into existing concrete deck per manufacturer instructions. (Includes pre-drilling of 3/16” pilot holes) – Material $3,445.00 |  |  | *
GC Roof Preservation, Sections A-G LA Office of Emer Prep |  | Jennifer C | Roofing Solutions | 7667 INDEPENDENCE BLVD., BATON ROUGE, LA 70806 | POST ARCHITECTS, LLC | 472 | PVC | SOPREMA | PVC ROOF SYSTEM SUMMARY I. PVC Roofing System over concrete deck at roof A-G a) Adhere Soprema Sentinel 150 HFB (base ply) w/ Duotack SPF HFO Bonding adhesive. b) Adhere Soprema Sentinel 150 (Flashing) w/ Soprema Sentinel S Bonding adhesive. c) Install Soprema Sentinel Prefabricated Outside Corners, Soprema Sentinel Molded Universal Corners, Soprema Sentinel T-Joint Patches, Soprema Sentinel Boot Flashing, Soprema Sentinel Prefabricated Inside Corners, Soprema sentinel Universal Sealant d) Install Soprema Alsan RS 222 Primer to prepare flashings and penetrations. e) Install Soprema Alsan RS Liquid Flashing System at pipe penetrations and roof drains with the following materials: - Soprema Alsan RS 230 Flash (Top Coat). - Soprema Alsan RS Fleece. - Soprema Alsan RS 230 Flash (Base Coat). f) Install Soprema Sentinel Walkway Pad. g) Install Pressure-Treated wood blocking as required. h) Install 24 Ga. Pre-finished Steel Copings, gravel stop, counterflashing and roof-related flashing. i) Install 22 Ga. Steel Cleats. j) Install Precision Ladders Fixed Ladder at indicated areas. k) Install Zurn Z121 Roof drain to match existing. | 07 54 10 - POLYVINYL CHLORIDE (PVC) ROOFING 07 62 00 - SHEET METAL FLASHING AND TRIM | PVC Roof System Concrete Deck Roof A-G Soprema Sentinel 150 HFB Duotack SPF HFO Bonding Adhesive Soprema Sentinel 150 Flashing Soprema Sentinel S Bonding Adhesive Prefabricated Outside Corners Molded Universal Corners T-Joint Patches Boot Flashing Prefabricated Inside Corners Universal Sealant Soprema Alsan RS 222 Primer Alsan RS Liquid Flashing System Pipe Penetrations Roof Drains Sentinel Walkway Pad Pressure-Treated Wood Blocking Pre-finished Steel Copings
GC Alario Event Center Hall B - Roof Edge Modification |  | Jennifer C | Roofing Solutions | - | - | REPAIRS | SBS |  | Remove existing edge metal flashing and SBS flashing membrane full length at gutter edge Hall B o Provide & Install 16 ga galvanized sheet metal sub flashing at gutter edge to extend 12” onto roof deck and minimum 4” onto block face  This 16 ga sub flashing will enclose the top floating row of brick to provide attachment of gutter system  16 ga sub flashing to be secured through plywood substrate into metal roof deck with #14 HD screws of sufficient length to penetrate metal deck 1”  2 additional rows of low profile fasteners to be installed along perimeter of 16 ga staggered at 6” o.c. – these will attach only into the existing plywood substrate  ¼” drivepins will be installed at 12” o.c. into block face o Provide & Install new edge metal flashing and roof related membrane flashing to complete application of roof edge condition o Provide and install liquid applied Soprema flashing system at roof edge repair to seal backwater lap o Communicate and report all work to Soprema (Existing Roof System Manufacturer) to ensure repairs are accepted and existing warranty terms and conditions remain in effect for duration of term o Install only gutter and downspouts full length of Hall B  Fabricated gutter sections, support straps, downspouts, any required hangers, end caps, splice material, rivets for laps to be provided by owner |  |  | *
GC Sunrise Senior Living Roof Rpl |  | Jennifer C | Roofing Solutions | 8505 JEFFERSON HWY, BATON ROUGE, LA 70809 | ARMKO INDUSTRIES, INC | 76 | PVC | JOHNS MANVILLE | SYSTEM SUMMARY I. Single-Ply Roof System (PVC Roof System) over existing concrete deck a) Remove all ballast and existing roof system down to deck b) Cold apply (2) Layers of 2.2” JM ENRGY 3 Flat Polyiso Insulation with JM Two-Part Urethane Insulation Adhesive Canister c) Cold apply 1/4" JM ENRGY 3 Tapered Polyiso Insulation and 1/2” JM ENRGY 3 Tapered Polyiso Insulation with JM Two-Part Urethane Insulation Adhesive Canister (At crickets only) d) Cold apply 1/2" JM Densdeck Prime Roof Board with JM Two-Part Urethane Insulation Adhesive Canister e) Fully adhere JM PVC SD Plus - 80 mil (White) Membrane with JM PVC Membrane Adhesive (Field) f) Fully adhere JM PVC SD Plus - 60 mil (White) Membrane with JM PVC Membrane Adhesive (Flashings) g) Install JM PVC Universal Corners, JM PVC T-Joint Patches, JM Pre-Molded PVC Pipe Boots and JM PVC Detail Membrane accessories according to Manufacturer´s installation instructions h) Install JM PVC Walkpads (Ref. Shop drawings) i) Prime and paint all main and overflow roof drain’ strainers and clamping rings, and replace damaged, missing, or plastic strainers and clamping rings as required with Zurn Cast Iron drains to match existing size j) Repair existing pipe stands or install Miro Industries Roller Supports as required (Field verify correct size) k) Install (3) Wasco Double-Domed/Curb Mounted Hurricane Resistant Skylights (Size to match existing) with (3) Safety Rail Source Nextgen 3000 Skylight Safety Screen (2 Extruded aluminum frames with a 4”x4” 304 Stainless Steel screen at each skylight) l) Install (5) Babcock Davis Access Door (Size to match existing opening) m) Install HD Supply Outdoor Wall Mounted Lights (Model 326776) n) Install (1) Bilco Aluminum Roof Hatch with (1) Bilco Safety Railing (Size to match existing opening) o) Install 5/8” CDX Plywood Sheathing at walls as required p) Install Southern Yellow Pine #2 Fire-rate treated lumber as required q) Utilize Sherwin-Williams DTM paint as required r) Install 0.040” “Mill Finish” Aluminum counterflashings, receivers and all roof related sheet metal flashing and trim. | 07 54 00 - SINGLE-PLY ROOF SYSTEM 07 60 00 - SHEET METAL FLASHING AND ACCESORIES | Single-Ply Roof System PVC Roof System Existing Concrete Deck JM ENRGY 3 Flat Polyiso Insulation JM Two-Part Urethane Insulation Adhesive Canister Tapered Polyiso Insulation JM Densdeck Prime Roof Board JM PVC SD Plus - 80 mil Membrane JM PVC Membrane Adhesive Universal Corners T-Joint Patches Pre-Molded PVC Pipe Boots PVC Detail Membrane Walkpads Zurn Cast Iron Drains Miro Industries Roller Supports Wasco Double-Domed Skylights Safety Rail Source Nextgen 3000 Skylight Safety Screen Babcock Davis Access Door HD Supply Outdoor Wall Mounted Lights
Tom Barnes Hall Rennov & Add for Literacy Ctr, Tuscaloosa, AL |  | Jennifer C | Roofing Solutions | 260 KILOGRE LANE, TUSCALOOSA, AL 35401 | CMH ARCHITECTS, INC. | 12.25 | PVC | JOHNS MANVILLE | • Demolition of existing roofing components o Aluminun fascia as indicated in drawings o Gutter & Downspouts as indicated in drawings o Aluminun cornice as indicated in drawings • 60 mil white PVC single-ply roofing membrane system o ½” Gypsum protection coverboard o ½’’ Tapered Polyiso insulation at crickets only o R-25 Polyiso insulation o ½” Gypsum substrate board • 0.040” Pre-finished aluminum sheet metal coping, counter flashing, reglet, base flashing (2 coat metallic color selection) • 0.040” Pre-fabricated aluminum fascia (2 coat metallic color selection) • 0.040” Pre-fabricated aluminum 4” round downspouts (2 coat metallic color selection) • 0.040” Pre-finished aluminum sheet metal conductor heads (2 coat metallic color selection) • Seven PVC coated sheet metal scuppers & overflow scuppers • Roof expansion joints • Shop drawings and warranties per specifications • Price above allows for a maximum of 2 mobilizations* • Fall protection and safety procedures per OSHA standards • This price includes standard Commercial liability insurance • Pricing is only guaranteed for 30 days | SECTION 07 2100 - THERMAL INSULATION SECTION 07 5419 - PVC THERMOPLASTIC SINGLE-PLY ROOFING SECTION 07 6200 SHEET METAL FLASHING & TRIM | Demolition Roofing components Aluminum fascia Gutter Downspouts Aluminum cornice PVC single-ply roofing membrane Gypsum protection coverboard Tapered Polyiso insulation R-25 Polyiso insulation Gypsum substrate board Pre-finished aluminum sheet metal coping Counter flashing Reglet Base flashing Pre-fabricated aluminum fascia Pre-fabricated aluminum round downspouts Pre-finished aluminum sheet metal conductor heads PVC coated sheet metal scuppers Roof expansion joints
GC DSU Emergency Storm Damage Repairs |  | Jennifer C | Roofing Solutions | 1003 W SUNFLOWER RD. CLEVELAND, MS 38733 | BURRIS/WAGNON ARCHITECTS, P.A. | 11 (PVC) 30 (METAL WALL PANELS) - (ASPHALT SHINGLES) - (STANDING SEAM) | PVC METAL WALL PANELS -ASPHALT SHINGLES STANDING SEAM METAL ROOF | JOHNS MANVILLE CERTAINTEED MBCI | METAL ROOF SYSTEM SUMMARY I. Metal Roof System repairs at existing roof to remain @ Flight Instruction Hanger a) Repair storm-damaged metal roof and current leaks at indicated areas only. b) Install new 24 ga. pre-finished steel 36” MBCI PBR exposed fastening panel system at indicated areas only (field verify roof panel prior installation, needs to match existing type and color). c) Install new Standard Dektite Pipe Flashing or equal. Field verify roof jacks’ dimensions and type prior installation. d) Install (4) new 0.080” aluminum prefabricated LMCurbs or equal. Field verify roof curbs dimensions and type prior installation. Use separator for dissimilar existing metals. Verify in field adjacent metals prior installation. e) Seal all metal flashing joints as per detail 2.5/1 with Garland 6” Unibond ST Tape and coat with Garland CPR Seam Sealer TG and Garland CPR Basecoat. f) Install new 24 ga. pre-finished steel eave and rake flashing at indicated areas only. Use separator for dissimilar existing metals. Verify in field adjacent metals prior installation. g) Existing gutters and downspouts are to remain. h) Replace all exposed screws for new exposed fasteners with neoprene washer. II. Metal Roof System repairs at existing roof to remain @ North Hanger a) Repair storm-damaged metal and current leaks at indicated areas only. b) Install new 24 ga. pre-finished steel 36” MBCI PBR exposed fastening panel system at indicated areas only (field verify roof panel prior installation, needs to match existing type and color). a) Install new 24 ga. pre-finished steel eave and rake flashing at indicated areas only. Use separator for dissimilar existing metals. Verify in field adjacent metals prior installation. III. Metal Roof System repairs at existing roof to remain @ Griffis Practice Center a) Repair storm-damaged metal and current leaks at indicated areas only. b) Seal existing ridge cap and metal cap at indicated areas only. c) Install gutter staves at indicated area only and re-secure all existing to remain. b) Install new 24 ga. pre-finished steel eave flashing at indicated area only. Use separator for dissimilar existing metals. Verify in field adjacent metals prior installation. d) Existing gutters and downspouts are to remain. ASPHALT SHINGLE ROOF SYSTEM SUMMARY I.Asphalt Shingle Roof System over existing plywood deck @ Crawford Building a) Demo existing shingle roof down to deck. b) Install self-adhering CertainTeed WinterGuard Sand Waterproofing Shingle Underlayment at indicated areas only. c) Install CertainTeed RoofRunner Underlayment all over the deck with simplex nails according to manufacturer’s installation instructions. d) Install Certainteed SwiftStart Starter Shingle at roof eaves. e) Install CertainTeed XT 25 Asphalt Shingles with 1-1/4” smooth shank roofing nails according to manufacturer’s installation instructions. f) Install CertainTeed Shadow Ridge Shingle at roof hips and ridges. g) Existing gutters, downspouts and edge metals are to remain. II.Asphalt Shingle Roof System over existing plywood deck @ Shumate House 316 a) Demo existing shingle roof down to deck. b) Install self-adhering CertainTeed WinterGuard Sand Waterproofing Shingle Underlayment at indicated areas only. c) Install CertainTeed RoofRunner Underlayment all over the deck with simplex nails according to manufacturer’s installation instructions. d) Install Certainteed SwiftStart Starter Shingle at roof eaves. e) Install CertainTeed XT 25 Asphalt Shingles with 1-1/4” smooth shank roofing nails according to manufacturer’s installation instructions. f) Install CertainTeed Shadow Ridge Shingle at roof hips and ridges. g) Install new 24 ga. pre-finished steel eave flashing at indicated areas only. Use separator for dissimilar existing metals. Verify in field adjacent metals prior installation. a) Install new AWI custom grade S4S Spanish Cedar fascia and rake trims at damaged areas only (to match exiting). III.Asphalt Shingle Roof System over existing plywood deck @ Blansett Residence Hall h) Demo existing shingle roof down to deck. i) Install self-adhering CertainTeed WinterGuard Sand Waterproofing Shingle Underlayment at indicated areas only. PVC ROOF SYSTEM SUMMARY I. Single Ply PVC Roof System over existing structurally sloped metal deck @ Horace McCool Pressbox a) Demo existing roof down to deck b) Simultaneously mechanically fasten through the deck with JM #12 Ultrafast Fasteners and 3" JM Ultrafast Plates: - 1 layers of 3" JM ENRGY 3 Flat Polyiso Insulation - 1 layer of 2.5" JM ENRGY 3 Flat Polyiso Insulation - 1/2" slope JM ENRGY 3 Tapered Polyiso Insulation at crickets only - 1/4" GP DensDeck Prime Roof Board (Cover Board) c) Mechanically fasten through deck JM PVC-60mil Membrane (Field) with JM #15 Highload Fasteners and JM 2 3/8" High Load Plates d) Cold apply JM PVC-60mil Membrane (Flashing) with JM PVC Membrane Adhesive e) Install JM PVC Detail Strip, JM PVC Detail Membrane, JM PVC Universal Corners, and all PVC roofrelated accessories. f) Install self-adhering Mid-States Asphalt QUIK-Stick HT Pro membrane at fascia only. g) Install JM PVC Coated Metal fascia flashing. h) Install 24 ga. pre-finished steel flashings. i) Repair or replace new 3/4" plywood where specified only. j) Repair or replace wood blocking where specified only. k) Set existing condensate line on wood blocking, so it matches existing. l) Install new Safety Rail Source RHSR-SS Keehatch Galvanized roof hatch where specified only. Field verify dimensions prior installation. METAL WALL PANELS SYSTEM SUMMARY I. Metal Wall Panels System over existing wood framing to remain @ Horace McCool Pressbox a) Install self-adhering Mid-States QUIK-Stick HT membrane at outside corners and window sills only. b) Install new 24 ga. pre-finished steel 36” MBCI 7.2 metal wall panel as per manufacturer's instructions. c) Install 24 ga. pre-finished steel J-trim, outside corner cap, base flashing and all wall panels related flashing and trim. d) Install 24 ga. pre-finished steel cap flashing at existing metal sign to remain. NOTE: Verify in field existing substrate condition prior wall panels installation. | 07 41 10 - STANDING SEAM METAL ROOF SYSTEM 07 31 10 - ASPHALT SHINGLES 07 54 10 - POLYVINYL CHLORIDE (PVC) ROOFING 07 42 13 - METAL WALL PANELS AND SOFFIT 07 62 00 - SHEET METAL FLASHING AND TRIM | Metal Roof System Repairs Storm-Damaged Existing Roof Deck Pre-finished Steel Flashing Leak Repair Metal Panels MBCI PBR Base Sheet Flashing Installation Asphalt Shingle Roof Plywood Deck CertainTeed Waterproofing Underlayment PVC Roof System Structurally Sloped Wall Panels Installation
Big Hill Upgrades Bldgs 803, 812 & 815 |  | Jennifer C | Roofing Solutions | 24784 BIG HILL RD., WINNIE, TX 77665 | VCI PROJECT MANAGEMENT | 37 | PVC, METAL ROOF, WATERPROOFING | DURO-LAST, MASCOAT, PAC-CLAD | Section 13121 – Security Operations Center Building No. 815 Singly-Ply Membrane System @ Canopy a) Duro-Last 60-Mil Membrane Product Data Sheet b) Duro-Last WB II Adhesive Product Data Sheet c) Duro-Last Duro-Guard ISO Tapered Product Data Sheet d) Duro-Last HD Screws Product Data Sheet e) Duro-Last Insulation Plate Product Data Sheet f) Duro-Last Inside and Outside Corners Product Data Sheet g) Duro-Last Wash Safe Roof Wash Product Data Sheet h) Duro-Last Termination Bar Product Data Sheet i) JM Fescant Plus Cant Strip Product Data Sheet j) AK Stainless Steel Product Data Sheet k) 50-Y Silicone Roof Sealant Product Data Sheet l) Duro-Last Single Ply Membrane Environmental Data m) Duro-Last Duro-Guard ISO Environmental Data n) Duro-Last Membrane Safety Data Sheet o) Duro-Last WB II Adhesive Safety Data Sheet p) Duro-Guard (Hunter) Insulation Safety Data Sheet q) Duro-Last Insulation Plates Safety Data Sheet r) Duro-Last Inside and Outside Corners Safety Data Sheet s) Duro-Last Wash Safe Roof Wash Safety Data Sheet t) 50-Y Silicone Roof Sealant Safety Data Sheet u) Duro-Last Single-Ply System Installation Instructions v) Roofing Solutions 2-Y Contractor’s Warranty Sample w) Roofing Solutions Statement and Qualifications I. Section 13121 – Tool Room Building No. 803 Coating System a) Mascoat WeatherBloc HRC Coating Product Data Sheet b) Mascoat WeatherBloc HRC Coating Specification Data Sheet c) APOC Flash N' Seal Flashing Sealant Product Data Sheet d) Mascoat WeatherBloc HRC Application Instructions e) Mascoat Product Colors Availability Chart f) Mascoat WeatherBloc HRC Safety Data Sheet g) APOC Flash N' Seal Flashing Sealant Safety Data Sheet h) Roofing Solutions 2-Y Contractor’s Warranty Sample i) Roofing Solutions Statement and Qualifications I. Section 13121 – Laydown Storage Building No. 812 Roof Panels System a) Pac-Clad R-36 Roof Panel Product Data Sheet b) Pac-Clad Roof Panels Spec Data c) Pac-Clad Environmental Product Declaration d) Pac-Clad Recycle Content Statement e) Pac-Clad R-36 Roof Panel Installation Instructions f) Pac-Clad Flat Sheet Product Data Sheet g) Pac-Clad Color Chart and Color Availability Data h) Pac-Clad 30-Y Finish Warranty Sample i) Roofing Solutions 2-Y Contractor’s Warranty Sample j) Roofing Solutions Statement and Qualifications | 07 54 00 - THERMOPLASTIC POLYOLEFIN ROOFING SYSTEM 07 62 00 - SHEET METAL FLASHING AND TRIM 07 41 00 - METAL ROOF AND WALL PANELS | Single-Ply Membrane System Duro-Last WB II Adhesive Duro-Guard ISO Tapered HD Screws Insulation Plate Inside and Outside Corners Wash Safe Roof Wash Termination Bar Fescant Plus Cant Strip AK Stainless Steel Silicone Roof Sealant Environmental Data Safety Data Sheet Installation Instructions Roofing Solutions Contractor’s Warranty Coating System Mascoat WeatherBloc HRC Pac-Clad Roof Panels
4536 Brooklyn Chapter Building II |  | Jennifer C | Snyder | 4536 BROOKLYN AVENUE, SEATTLE, WA 98105 | - | 150 | SBS | SOPREMA | SECTION: 07 52 16 SBS MODIFIED BITUMINOUS MEMBRANE ROOFING SYSTEM DESCRIPTION FIELD: Concrete Deck (R2, R3, R4) • PRIME CONCRETE WITH ELASTOCOL STICK • INSTALL 1 LAYER SOPRAVAP’R (SELF ADHERED) • ADHERE 2 LAYER OF 2” SOPRA-ISO OVER VAPOR BARRIER WITH DUOTACK ADHESIVE • ADHERE ¼” TAPERED SOPRA-ISO WITH DUOTACK ADHESIVE • ADHERE 1/8” SOPRABOARD COVERBOARD OVER TAPERD INSULATION WITH DUOTACK ADHESIVE • TORCH APPLY 1 LAYER OF SOPRLAENE FLAM 180 BASE SHEET • TORCH APPLY 1 LAYER OF SOPRALENE FLAM 250 FR GR CAP SHEET • INSTALL 1 LAYER 1/8” SOPRABOARD LOOSE LAID AT PAVER AN PV AREAS (R2) • INSTALL ROOT BARRIER AND DRAIN MAT (R3) • TORCH APPLY SOPRAWALK WALK OFF MATS FIELD: Metal Deck (R5, R6) • MECHANICALLY FASTEN ONE LAYER OF 5/8” DENSDECK PRIME OVER METAL DECKING • INSTALL 1 LAYER SOPRAVAP’R (SELF ADHERED) • MECHANICALLY FASTEN 3 LAYERS OF 2.2” SOPRA-ISO • ADHERE 1/2” TAPERED SOPRA-ISO CRICKETS WITH DUOTACK ADHESIVE • ADHERE 1 LAYER 1/8” SOPRABOARD WITH DUOTACK ADHESIVE • TORCH APPLY 1 LAYER OF SOPRLAENE FLAM 180 BASE SHEET • TORCH APPLY 1 LAYER OF SOPRALENE FLAM 250 FR GR CAP SHEET FLASHING: • TORCH APPLY ONE LAYER OF ELATOPHENE FLAM 180 TO VERTICAL SURFACES • TOCH APPLY ONE LAYER OF SOPRALENE CAP SHEET AT VERTICAL SURFACES • FLASH PENETRATIONS AND DRAINS WITH ALSAN RS 230 FLASH | 07 52 16 - MODIFIED BITUMINOUS MEMBRANE 07 62 00 - SHEET METAL FLASHING AND TRIM | SBS Modified Bituminous Membrane Roofing Concrete Deck Metal Deck Elastocol Stick Sopravap'R (Self-Adhered) Sopra-Iso Insulation Duotack Adhesive Sopralene Flam 180 Base Sheet Sopralene Flam 250 FR GR Cap Sheet Sopraboard Coverboard Soprawalk Walk Off Mats Paver and PV Areas Root Barrier Drain Mat Mechanically Fasten DensDeck Prime Elatophene Flam 180 Alsane RS 230 Flash Torch Apply Roofing System | Soprema Elastocol 500 Soprema Sopravap'r Soprema Sopra-iso Soprema Sopra-iso Tapered Soprema Duotack 365 Soprema Sopraboard (1/8") Soprema Sopralene Flam 180 Soprema Sopralene 250 FR GR Soprema Soprabarrier 20PE,30PE,40PE Soprema Sopradrain 100 Soprema Soprawalk Georgia-Pacific DensDeck Prime Roof Board | https://soprema.us/wp-content/uploads/2022/02/PD10136-Elastocol500.pdf https://soprema.us/wp-content/uploads/2020/08/PDS_Sopravapr_230309.pdf https://soprema.us/wp-content/uploads/2020/08/PDS_SopraISO_230926.pdf https://soprema.us/wp-content/uploads/2022/07/PD10318-DUOTACK-365_220721.pdf https://soprema.us/wp-content/uploads/2020/08/PDS_SopraISO_Tapered_230926.pdf https://soprema.us/wp-content/uploads/2020/08/PDS_Sopraboard_1-8in_231102.pdf https://soprema.us/wp-content/uploads/2023/06/PDS_Sopralene_FLAM_180_230607.pdf https://soprema.us/wp-content/uploads/2020/09/soprawalk_pds.pdf https://soprema.us/wp-content/uploads/2023/04/PDS_Sopranature_Sopradrain_100_230322.pdf https://soprema.us/wp-content/uploads/2020/08/PDS_Soprabarrier_240223.pdf https://soprema.us/wp-content/uploads/2020/08/PDS_Sopralene_FLAM_250_FR_GR_230626.pdf https://buildgp.com/wp-content/uploads/2019/01/DensDeck_Prime_Submittal.pdf | Soprema Alsan RS 230 Field Soprema Alsan RS 230 Flash | https://soprema.us/wp-content/uploads/2020/08/PDS_AlsanRS_230_Field_231128.pdf https://soprema.us/wp-content/uploads/2020/08/PDS_AlsanRS_230_Flash_231103.pdf
710 Baronne Street, New Orleans, lA-3rd | READY | Manrique | Roofing Solutions | 828 GIROD ST. / 710 BARONNE ST. NEW ORLEANS, LOUSIANA 70130 | TERRELL-FABACHER ARCHITECTS, L.L.C. | 129 | SBS | JOHNS MANVILLE | SBS ROOFING SYSTEM SUMMARY I. SBS Roof System over Structurally Flat Metal Deck @ Main Roof, Stairs Roof, and Elevator Roof a) Simultaneously fasten the following roofing components with Johns Manville UltraFast fasteners and 3” plates: - 1 Layer of Johns Manville 5/8” Securock Gypsum‐Fiber Substrate Board - 1 Layer of Johns Manville 2” Flat Enrgy 3 Polyiso Insulation (20 psi) - 1 Layer of Johns Manville 1.5” Flat Enrgy 3 Polyiso Insulation (20 psi) - Johns Manville ¼” Tapered Energy 3 Polyiso Insulation (20 psi) - Johns Manville 1/2” DensDeck Prime Cover Board b) Torch‐apply Johns Manville DynaWeld Base, base ply, base flashing, and stripping ply. c) Torch‐apply Johns Manville DynaWeld Cap FR cap ply. d) Torch‐apply Johns Manville DynaClad cap flashing. e) Install Johns Manville PermaFlash System at roof penetrations. f) Install Johns Manville DynaTred Roof Walkway pads. g) Install 24 ga. Prefinished Steel roof edge flashing, coping cap, counterflashing, and all roof‐related flashing and trim. h) Install 24 ga. Prefinished Steel gutters and downspouts at Stairs and Elevator Penthouses. II. SBS Roof System over Structurally Flat Concrete Deck @ 3rd Floor Terrace a) Adhere the following roofing components with Johns Manville Two‐Part Urethane Insulation Adhesive: b) 1 Layer of Johns Manville 2” Flat Enrgy 3 Flat Polyiso Insulation (25 psi) c) 1 Layer of Johns Manville 1.5” Flat Enrgy 3 Flat Polyiso Insulation (25 psi) d) Johns Manville ¼” Tapered Energy 3 Polyiso Insulation (25 psi) e) Johns Manville 1/2” DensDeck Prime Cover Board f) Torch‐apply Johns Manville DynaWeld Base, base ply, base flashing, and stripping ply. g) Torch‐apply Johns Manville DynaWeld Cap FR cap ply. h) Torch‐apply Johns Manville DynaClad cap flashing. i) Install Johns Manville PermaFlash System at roof penetrations. j) Install Johns Manville DynaTred Roof Walkway pads. k) Install Wausau Sand Series Pavers with Terra‐Stand Pedestal. | 07 52 16 - MODIFIED BITUMINOUS MEMBRANE | SBS Roofing System Structurally Flat Metal Deck Prefinished Steel Roof Edge Flashing Coping Cap Gutters and Downspouts Structurally Flat Concrete Deck Two-Part Urethane Insulation Adhesive | JM ENRGY3 Flat & Tapered Polyiso insulation Securock Gypsum-Fiber Roof Board DensDeck Prime Roof Board JM UltraFast Fasteners JM UltraFast Metal Plates JM DynaWeld Base JM DynaWeld Cap FR JM DynaWeld Cap 24ga. pre-finished steel sheet metal flashing & trim | https://www.jm.com/content/dam/jm/global/en/commercial-roofing/products/insulationcoverboardsfamily/insulationcoverboards/enrgy3-flatandtapered/rs-5137-enrgy3rspolyisocyanurateroofinsulation.pdf https://www.jm.com/content/dam/jm/global/en/commercial-roofing/Data%20sheets/Cover%20Boards/RS-5039_JMSECUROCKGypsumFiberRoofBoard.pdf https://www.jm.com/content/dam/jm/global/en/commercial-roofing/Data%20sheets/Cover%20Boards/RS-5595%20DensDeckPrime.pdf https://www.jm.com/content/dam/jm/global/en/commercial-roofing/Data%20sheets/Fastener%20Data%20Sheets/RS-7099-F_UltrafastFastenersPlates.pdf https://www.jm.com/content/dam/jm/global/en/commercial-roofing/Data%20sheets/Fastener%20Data%20Sheets/RS-7099-P_UltrafastFastenersPlates.pdf https://www.jm.com/content/dam/jm/global/en/commercial-roofing/Data%20sheets/SBS%20Data%20Sheets/RS-4388_DynaWeldBase.pdf https://www.jm.com/content/dam/jm/global/en/commercial-roofing/Data%20sheets/SBS%20Data%20Sheets/RS-4387_DynaWeldCapFR.pdf https://www.jm.com/content/dam/jm/global/en/commercial-roofing/Data%20sheets/SBS%20Data%20Sheets/RS-4728_DynaWeldCap.pdf https://www.pac-clad.com/wordpress2021/wp-content/uploads/2023/03/PAC-CLAD-Product-Data-Flashing-and-Sheet-Metal.pdf https://wausautile.com/Products/HSeries.cfm https://wausautile.com/Products/TerraStand.cfm | JM 1-Part PermaFlash JM PermaFlash Scrim JM DynaTred Walkway Wausau Sand Series Pavers Wausau Terra‐Stand Pedestal | https://www.jm.com/content/dam/jm/global/en/commercial-roofing/Data%20sheets/Liquid%20Applied/1-Part-PermaFlash-Data-Sheet.pdf https://www.jm.com/content/dam/jm/global/en/commercial-roofing/Data%20sheets/Liquid%20Applied/PermaFlash%20System/PermaFlash%20Scrim%20Data%20Sheet.pdf https://www.jm.com/content/dam/jm/global/en/commercial-roofing/Data%20sheets/SBS%20Data%20Sheets/RS-4117_DynaTredWalkway.pdf https://wausautile.com/Products/HSeries.cfm https://wausautile.com/Products/Hidden-LokDown.cfm
710 Baronne Street, New Orleans, lA-3rd | READY | Manrique | Roofing Solutions | 828 GIROD ST. / 710 BARONNE ST. NEW ORLEANS, LOUSIANA 70130 | TERRELL-FABACHER ARCHITECTS, L.L.C. | 129 | SHEET METAL | PAC-CLAD | l) Install 24 ga. Prefinished Steel counterflashing, and all roof‐related flashing and trim. a) Install 24 ga. Prefinished Steel roof edge flashing, coping cap, counterflashing, and all roof‐related flashing and trim. b) Install 24 ga. Prefinished Steel gutters and downspouts at Stairs and Elevator Penthouses. a) Install 24 ga. Prefinished Steel roof edge flashing, coping cap, counterflashing, and all roof‐related flashing and trim. a) Install 24 ga. Prefinished Steel roof edge flashing over existing masonry wall. | 07 62 00 - SHEET METAL FLASHING AND TRIM | 24 ga. Prefinished Steel counterflashing roof edge flashing coping cap flashing trim gutters downspouts | 24 ga. Prefinished Steel | https://www.pac-clad.com/wordpress2021/wp-content/uploads/2024/03/PAC-CLAD-Product-Data-Flashing-and-Sheet-Metal.pdf
Additions & Renovations to McCoy Elementary School | READY | Manrique | Roofing Solutions | 1835 SCHOOL DRIVE, YAZOO CITY, MS 39194 | JH&H ARCHITECTS/PLANNERS/INTERIOR PA | 843 | SHEET METAL | PAC-CLAD | H. Install 22 Ga. Pre-finished Steel Fascia, Gravel Stop, Drip Edge, Expansion Joint, scuppers, Counter Flashing, Copings, face plates and splash pans. I. Install 24 Ga. Pre-finished Steel 6”x6” box gutter and 4”X5” Downspouts. | 07 62 00 - SHEET METAL FLASHING AND TRIM | 22 Ga. Pre-finished Steel Fascia Gravel Stop Drip Edge Expansion Joint Scuppers Counter Flashing Copings Face plates Splash pans 24 Ga. Pre-finished Steel box gutter Downspouts | 24 ga. Prefinished Steel 22 Ga. Pre-finished Steel | https://www.pac-clad.com/wordpress2021/wp-content/uploads/2024/03/PAC-CLAD-Product-Data-Flashing-and-Sheet-Metal.pdf
Capital One Tower Rebuild, Lake Charles, LA |  | Minor | Roofing Solutions | 1 LAKESHORE DR., LAKE CHARLES, LA 70629LA 70629 | JOHN WILLIAMS | - | SBS | SOPREMA | SBS ROOFING SYSTEM SUMMARY I. SBS Roof System (over Metal Deck) a) Provide and install 2-layers of 2" flat polyiso insulation loose laid. b) Provide and install 1/4" Densdeck Prime mechanically attached with #14 fasteners and 3" insulation plates. c) Provide and install Soprema Soprafix Base 611 (Base ply) mechanically attached in the 4" wide side laps with #14 fasteners and 2" seam plates. d) Provide and install Soprema Sopralene Flam 180 FR GR heat welded to the base ply. e) Provide and install Sopralene Flam 180 smooth (base flashing) and Sopralene Flam 180 FR GR (Cap flashing) heat welded. f) Provide and install 24 Ga. Pre-Finished Steel coping cap. p. | 07 52 00 - MODIFIED BITUMINOUS MEMBRANE 07 62 00 - SHEET METAL FLASHING AND TRIM | SBS Roofing System Metal Deck Polyiso Insulation Densdeck Prime Soprema Soprafix Base 611 Seam Plates Sopralene Flam 180 FR GR Heat Welded Base Flashing Cap Flashing #14 Fasteners 3" Insulation Plates Mechanically Attached 24 Ga. Pre-Finished Steel Coping Cap Roof System Summary Installation Loose Laid Side Laps Smooth | *
GC LSUHSC DS Clinic Roof Repairs & Modifications |  | Minor | Roofing Solutions | 1100 FLORIDA AVENUE, # 142B, NEW ORLEANS, LA 70119 | N/A | 60 | SBS | GARLAND | bituminous Membrane Roofing I. SBS Roof System over existing sloped concrete deck @ Penthouse Roof. a) Demo existing SBS roof system down to the roof deck. b) Cold-apply Garland Millenium Base Sheet w/ Garland Black-Knight Cold Roofing Bitumen. a) Adhere the following materials w/ Garland Insul-Lock HR Adhesive: - (1) layer of 2.0” Soprema Sopra-Iso Flat Polyiso Insulation. - 1/2” slope Soprema Sopra-Iso Tapered Polyiso Insulation (crickets). - ½” Georgia-Pacific DensDeck Prime Roof Board (Cover Board). b) Cold-apply Garland Millenium Base Sheet (Base Ply, Base Flashing and Stripping Ply) w/ Garland Black- Knight Cold Roofing Bitumen. c) Cold-apply Garland Millenium FR Mineral Membrane (Cap Ply, Cap Flashing and Stripping Ply) w/ Garland Black-Knight Cold Roofing Bitumen. d) Set all edge metals horizontal flanges in Garland Black-Knight Mastic and prime upper side of the flange w/ Garland GarlaPrime. e) Apply Garland Garla-Flex sealant at roof edges and pipe penetrations. f) Install 4lb 30” sq. min. lead flashing set in Garland Black-Knight Mastic and prime upper side w/ Garland GarlaPrime @ roof drains and pipe penetrations. g) Remove and reinstall lead flashing at existing pipe penetrations. Replace lead flashing if damaged. Set lead flashing in Garland Black-Knight Mastic and prime upper side of the flange w/ Garland GarlaPrime. h) Install 24 ga. stainless steel counter flashings. i) Install 0.040” pre-finished aluminum drip edge flashing w/ 0.050” aluminum cleats. j) Install pressure-treated wood blocking as needed | 07 52 00 - MODIFIED BITUMINOUS MEMBRANE 07 62 00 - SHEET METAL FLASHING AND TRIM | Bituminous Membrane Roofing SBS Roof System Sloped Concrete Deck Penthouse Roof Garland Millenium Base Sheet Garland Black-Knight Cold Roofing Bitumen Soprema Sopra-Iso Flat Polyiso Insulation Tapered Polyiso Insulation Georgia-Pacific DensDeck Prime Roof Board Garland Millenium FR Mineral Membrane Cap Flashing Edge Metals Garland Black-Knight Mastic Garland GarlaPrime Garla-Flex Sealant Lead Flashing Roof Drains Stainless Steel Counter Flashings Aluminum Drip Edge Flashing Pressure-treated Wood Blocking
GC LSUHSC DS Roof Repairs & Modifications |  | Minor | Roofing Solutions | 1100 FLORIDA AVE, NEW ORLEANS, LA 70119 | DUPLANTIER & MERIC, ARCHITECTS, LLC | 203 | SBS | SOPREMA | SBS SYSTEM SUMMARY Section 07510 – MODIFIED BITUMEN ROOF SYSTEM I. SBS Roof System over existing Concrete Deck @ Main Roof a) Demo the entire existing roofing system down to deck. b) Prime surface with Soprema Elastocol 500 Primer. c) Torch apply Soprema Sopralene 180 PS 2.2 (vapor barrier). d) Install Celcore Lightweight Insulating Concrete Deck (340 psi, 1/8”:12” slope): - 1/8” Celcore Concrete Slurry Coat. - Minimum 2” EPS Insulation board at the lowest point. - 2” Celcore Concrete Topcoat at the lowest points and 3” Coat at the highest points. e) Cold apply Soprema Sopralene 180 Sanded 2.2 with Coldply EF Adhesive (base ply). f) Torch apply Soprema Sopralene Flam 180 (base flashing and stripping ply). g) Cold apply Soprema Sopralene 180 FR GR with Coldply EF Adhesive (cap ply). h) Torch apply Soprema Sopralast 50 TV ALU (Cap flashing). i) Install Soprema Alsan Liquid Flashing System at all roof-related penetrations and roof drains. j) Install Soprema Soprawalk Walkpads. k) Install Owens Corning Pink Next Gen Fiberglas Insulation at expansion joints. l) Install (6) Zurn Z100 Roof Drains. m) Install Exhaust Vent Greenheck (TBD). n) Install Smoke Relief Vent Greenheck (TBD). o) Install pressure-treated wood blocking as needed. p) Install concrete splash block. q) Install 24 Ga. Stainless Steel Bonet flashing. r) Install 20 Ga. Stainless Steel Expansion Joint. s) Install 22 Ga. Stainless Steel Counter flashing, penetration pocket, and any other roof-related flashing and trim. II. SBS Roof System over Metal Deck @ Penthouse a) Demo the entire existing roofing metal. b) Replace damaged metal decking sections. c) Install Celcore Lightweight Insulating Concrete Deck (340 psi, 1/4”:12” slope): - 1/4” Celcore Concrete Slurry Coat. - Minimum 2” EPS Insulation board at the lowest point. - 2” Celcore Concrete Top Coat at the lowest points and 3” Coat at the highest points. d) Cold apply Soprema Sopralene 180 Sanded 2.2 with Coldply EF Adhesive (base ply). e) Torch apply Soprema Sopralene Flam 180 (base flashing and stripping ply). f) Cold apply Soprema Sopralene 180 FR GR with Coldply EF Adhesive (cap ply). g) Torch apply Soprema Sopralast 50 TV ALU (Cap flashing). h) Install Soprema Soprawalk Walkpads. i) Install (1) Precision Ladders Fixed Ladder w/Walk-thru Access Roof Ladder. j) Install Zurn Z121 Roof Drains. k) Install pressure-treated wood blocking as needed. l) Install 22 Ga. Stainless Steel Counter flashing. m) Install 0.040” Aluminum edge flashing, and any other roof-related flashing and trim. | 07 52 00 - MODIFIED BITUMINOUS MEMBRANE 07 62 00 - SHEET METAL FLASHING AND TRIM | SBS System Modified Bitumen Roof System Concrete Deck Main Roof Soprema Elastocol 500 Primer Celcore Lightweight Insulating Concrete Deck EPS Insulation Board Sopralene 180 Sanded Coldply EF Adhesive Sopralene Flam 180 Sopralast 50 TV ALU Soprema Alsan Liquid Flashing System Soprawalk Walkpads Owens Corning Pink Next Gen Fiberglas Insulation Zurn Z100 Roof Drains Greenheck Exhaust Vent Greenheck Smoke Relief Vent Pressure-treated Wood Blocking Stainless Steel Bonet Flashing Aluminum Edge Flashing
GC Millsaps College Center Reroof |  | Minor | Roofing Solutions | 1701 NORTH STATE STREET, JACKSON, MS 39210 | SHAFER ZAHNER ZAHNER OFFICE OF ARCHITECTURE | 247 | SBS | SOPREMA | SBS ROOF SYSTEM SUMMARY I.07550 Modified Bituminous Sheet Roof System over 1 1/2" structurally flat metal deck @ Section A (between column lines F, M and 6,17) a) Demo existing ballasted EPDM roof system down to deck (ballasted to be returned to owner). b) Install new pre-treated wood blocking where indicated on plans. c) Simultaneously mechanically fasten through deck with Soprema Soprafix #14 MP Fasteners and Soprafix 3” Insulation Plates: - 1” Soprema Sopra-Iso Flat Polyiso Insulation - 1/4" slope Soprema Sopra-Iso Tapered Polyiso Insulation - 1/2" slope Soprema Sopra-Iso Tapered Polyiso Insulation at crickets only d) Cold apply 1/8” Soprema Sopraboard (Cover Board) with Soprema Duotack 365 Adhesive. e) Torch apply Soprema Elastophene Flam Membrane (Base Ply). f) Torch apply Soprema Elastophene Flam Membrane (Interply Ply). g) Torch apply Soprema Elastophene Flam 180 FR GR Membrane (Cap Ply). h) Torch apply Soprema Sopralene Flam 180 Membrane (Base Flashing). i) Torch apply Soprema Sopralast 50 TV ALU Membrane (Cap Flashing). j) Protect and reuse (4) skylights. k) Install Soprema Alsan Liquid Flashing with Soprema Alsan Polyfleece at all roof penetrations. l) Install new heater exhaust vent extension with new cap to match existing. a) Install new OMG Hercules-Plus 6” Retrofit Roof Drains (field verify roof drain dimensions). b) Install 0.040” pre-finished aluminum coping caps, counterflashings and all roof related sheet metal flashings and trims. II.07550 Modified Bituminous Sheet Roof System over 1 1/2" structurally flat metal deck @ Section B (between column lines F, J and 6,15) a) Demo existing ballasted EPDM roof system down to deck (ballasted to be returned to owner). b) Install new pre-treated wood blocking where indicated on plans. c) Simultaneously mechanically fasten through deck with Soprema Soprafix #14 MP Fasteners and Soprafix 3” Insulation Plates: - 1” Soprema Sopra-Iso Flat Polyiso Insulation - 1/8" slope Soprema Sopra-Iso Tapered Polyiso Insulation - 1/4" slope Soprema Sopra-Iso Tapered Polyiso Insulation at crickets only d) Cold apply 1/8” Soprema Sopraboard (Cover Board) with Soprema Duotack 365 Adhesive. e) Torch apply Soprema Elastophene Flam Membrane (Base Ply). f) Torch apply Soprema Elastophene Flam Membrane (Interply Ply). g) Torch apply Soprema Elastophene Flam 180 FR GR Membrane (Cap Ply). h) Torch apply Soprema Sopralene Flam 180 Membrane (Base Flashing). f) Torch apply Soprema Sopralast 50 TV ALU Membrane (Cap Flashing). g) Install Soprema Soprawalk walkway pads around all mechanical equipment, door landings and top and bottom of ladders. h) Apply one coat of Multi-Purpose Exterior Latex Primer and two coats of Sherwin Williams A-100 Exterior Acrylic Latex paint at all existing steel ladders. i) Install Soprema Alsan Liquid Flashing with Soprema Alsan Polyfleece at all roof penetrations. j) Install new heater exhaust vent extension with new cap to match existing. k) Install new OMG Hercules-Plus 6” Retrofit Roof Drains (field verify roof drain dimensions). l) Install 0.040” pre-finished aluminum coping caps, expansion joint, edge flashing, counterflashings and all roof related sheet metal flashings and trims. III.07550 Modified Bituminous Sheet Roof over structurally flat concrete deck @ Section C, D, E (between column lines A, M and 2,16) a) Demo existing ballasted EPDM roof system down to deck (ballasted to be returned to owner). b) Cold apply 1” Soprema Sopra-Iso Flat Polyiso Insulation with Soprema Duotack 365 Adhesive. c) Cold apply 1/8" slope Soprema Sopra-Iso Tapered Polyiso Insulation with Soprema Duotack 365 Adhesive. d) Cold apply 1/4" slope Soprema Sopra-Iso Tapered Polyiso Insulation at crickets only with Soprema Duotack 365 Adhesive. e) Cold apply 1/8” Soprema Sopraboard (Cover Board) with Soprema Duotack 365 Adhesive. f) Torch apply Soprema Elastophene Flam Membrane (Base Ply). g) Torch apply Soprema Elastophene Flam Membrane (Interply Ply). h) Torch apply Soprema Elastophene Flam 180 FR GR Membrane (Cap Ply). i) Torch apply Soprema Sopralene Flam 180 Membrane (Base Flashing). j) Torch apply Soprema Sopralast 50 TV ALU Membrane (Cap Flashing). k) Install Soprema Soprawalk walkway pads around all mechanical equipment, door landings and top and bottom of ladders. l) Apply one coat of Multi-Purpose Exterior Latex Primer and two coats of Sherwin Williams A-100 Exterior Acrylic Latex paint at all existing steel ladders. m) Install new 6” PVC drainpipe system securely attached to existing wall (refer to detail 1/A103). n) Install new custom pipe support system according to plans (refer to detail 2/A103). o) Install new 0.040” pre-finished aluminum conductor head and 7”x7” downspout. p) Install concrete splash blocks at each downspout. q) Install Soprema Alsan Liquid Flashing with Soprema Alsan Polyfleece at all roof penetrations. r) Install new heater exhaust vent extension with new cap to match existing. s) Install new OMG Hercules-Plus 6” Retrofit Roof Drains (field verify roof drain dimensions). t) Install 0.040” pre-finished aluminum coping caps, expansion joint, counterflashings and all roof related sheet metal flashings and trims. IV.07550 Modified Bituminous Sheet Roof over structurally sloped concrete deck @ Section F (between column lines A, M and 1,2) a) Demo existing SBS roof system down to deck. b) Cold apply 1” Soprema Sopra-Iso Flat Polyiso Insulation with Soprema Duotack 365 Adhesive. c) Cold apply Soprema Sopra-Iso Tapered Edge Insulation at roof edges as indicated on plans. d) Cold apply 1/8” Soprema Sopraboard (Cover Board) with Soprema Duotack 365 Adhesive. e) Torch apply Soprema Elastophene Flam Membrane (Base Ply). f) Torch apply Soprema Elastophene Flam Membrane (Interply Ply). g) Torch apply Soprema Elastophene Flam 180 FR GR Membrane (Cap Ply). h) Torch apply Soprema Sopralene Flam 180 Membrane (Base Flashing). i) Torch apply Soprema Sopralast 50 TV ALU Membrane (Cap Flashing). j) Install Soprema Alsan Liquid Flashing with Soprema Alsan Polyfleece at all roof penetrations. k) Install 0.040” pre-finished aluminum gravel guards and all roof related sheet metal flashings and trims. | 07 55 00 - MODIFIED BITUMINOUS MEMBRANE 07 62 00 - SHEET METAL FLASHING AND TRIM | SBS Roof System Modified Bituminous Sheet Roof Structurally Flat Metal Deck Pre-treated Wood Blocking Polyiso Insulation Tapered Polyiso Insulation Sopraboard Cover Board Elastophene Flam Membrane Sopralene Flam Membrane Sopralast 50 TV ALU Membrane Alsan Liquid Flashing Retrofit Roof Drains Pre-finished Aluminum Coping Caps Sheet Metal Flashings Duotack 365 Adhesive Exterior Latex Primer Acrylic Latex Paint PVC Drainpipe System Conductor Head Concrete Splash Blocks
GC MSU Hull Hall Re-Roof |  | Minor | Roofing Solutions | 85 WALKER RD, MISSISSIPPI STATE, MS 39762 | SHAFER ZAHNER ZAHNER OFFICE OF ARCHITECTURE | 207 | SBS | SOPREMA | SBS ROOF SYSTEM SUMMARY Section 07550 – Modified Bituminous Sheet Roofing, Section 07220 – Roof Deck Insulation I. SBS Roof System over existing concrete deck @ Buildings A, B and C a) Demo entire existing SBS system down to the roof deck. b) Install the following materials w/ Soprema Duotack SPF Adhesive: • 1/8” Slope Soprema SopraIso Tapered Polyiso Insulation (Starting at AA Board w/ 2” PolyIso Fillers). • 1/4” Slope Soprema SopraIso Tapered Polyiso Insulation (Crickets). • 1/2" Georgia-Pacific Densdeck Prime Roof Board (Cover Board). c) Torch-apply Soprema Elastophene Flam (Base ply, base flashing, and stripping ply). d) Torch-apply Soprema Sopralene Flam 180 FR GR (Cap ply). e) Torch-apply Soprema Sopralast 50 TV Alu (Cap Flashing). f) Install Soprema Elastocol 500 Primer @ all vertical concrete/brick/CMU walls and under edge metals flanges. g) Install Soprema Sopramastic SBS Elastic Cement @ roof edges and roof drains. h) Install Soprema Alsan Flashing w/ Soprema PolyFleece @ vents thru roof, pipes and any roof related penetrations. i) Install OMG termination bars as required. j) Install OMG Hercules Plus Retrofit Drains as indicated on roof plans. Field verify size. k) Install 30"X30" 2.5lb lead flashing @ roof drains. l) Install 0.040” Prefinished aluminum parapet caps, counter flashing, edges, and any roof related flashing and trim. m) Install 5/8” exterior grade plywood on new deck opening cap as required. n) Install pressure-treated wood blocking as needed II. SBS Roof System over existing concrete deck @ Connector Roofs a) Remove entire grating and brackets that is not directly associated with the stairs and prepare the roof deck as required. b) Install the following materials w/ Soprema Duotack SPF Adhesive: • 1/8” Slope Soprema SopraIso Tapered Polyiso Insulation (Starting at AA Board w/ 2” PolyIso Fillers). • 1/4” Slope Soprema SopraIso Tapered Polyiso Insulation (Crickets). • 1/2" Georgia-Pacific Densdeck Prime Roof Board (Cover Board). c) Torch-apply Soprema Elastophene Flam (Base ply, base flashing, and stripping ply). d) Torch-apply Soprema Sopralene Flam 180 FR GR (Cap ply). e) Torch-apply Soprema Sopralast 50 TV Alu (Cap Flashing). f) Install Soprema Elastocol 500 Primer @ all vertical concrete/brick/CMU walls and under edge metals flanges. g) Install Soprema Sopramastic SBS Elastic Cement @ roof edges and roof drains. h) Install Soprema Alsan Flashing w/ Soprema PolyFleece @ vents thru roof, pipes and any roof related penetrations. i) Install OMG termination bars as required. j) Install Soprema Soprawalk Walkway pad from the lower stairs to the upper stairs and a path of walkway pad to connect to the doorway. k) Install OMG Hercules Plus Retrofit Drains as indicated on roof plans. Field verify size. l) Install 30"X30" 2.5lb lead flashing @ roof drains. m) Enlarge the existing scupper to approximately 8” x 8” and install new 16 oz. copper scupper liner. n) The new scupper must accommodate the existing collector head. If required, install a new 16 oz. copper collector head. o) Remove, re-roof and re-install the diamond plate curb cover at the parapet wall pass through. p) Install 0.040” Prefinished aluminum parapet caps, counter flashings and any roof related flashing and trim. q) Install pressure-treated wood blocking as needed III. SBS Roof System over existing metal deck @ Mechanical Building a) Demo entire existing SBS system down to the roof deck. b) Field verify deck conditions and patch if necessary. c) Mechanically attach the following materials w/ Soprema #14 MP Fasteners and 3” Metal Insulation Plates: • 1/8” Slope Soprema SopraIso Tapered Polyiso Insulation (Starting at B). • 1/4” Slope Soprema SopraIso Tapered Polyiso Insulation (Crickets). • 1/2" Georgia-Pacific Densdeck Prime Roof Board (Cover Board). d) Torch-apply Soprema Elastophene Flam (Base ply, base flashing, and stripping ply). e) Torch-apply Soprema Sopralene Flam 180 FR GR (Cap ply). f) Torch-apply Soprema Sopralast 50 TV Alu (Cap Flashing). g) Install Soprema Elastocol 500 Primer @ all vertical concrete/brick/CMU walls and under edge metals flanges. h) Install Soprema Sopramastic SBS Elastic Cement @ roof edges and roof drains. i) Install Soprema Alsan Flashing w/ Soprema PolyFleece @ vents thru roof, pipes and any roof related penetrations. j) Install 0.040” Prefinished aluminum edges, gutters, downspouts and any roof related flashing and trim. k) Install Metal Splash Blocks. l) Install pressure-treated wood blocking as needed | 07 55 00 - MODIFIED BITUMINOUS MEMBRANE 07 62 00 - SHEET METAL FLASHING AND TRIM | SBS Roof System Modified Bituminous Sheet Roofing Roof Deck Insulation Concrete Deck Existing Deck Soprema Duotack SPF Adhesive Polyiso Insulation Georgia-Pacific Densdeck Prime Torch-Apply Base Ply Cap Ply Cap Flashing Elastocol 500 Primer Sopramastic SBS Elastic Cement Alsan Flashing OMG Termination Bars Lead Flashing Prefinished Aluminum Pressure-Treated Wood Blocking Metal Splash Blocks
GC MSU Lloyd Ricks Center ReRoof |  | Minor | Roofing Solutions | MISSISSIPPI STATE UNIVERSITY STARKVILLE, MS. | SHAFER ZAHNER ZAHNER OFFICE OF ARCHITECTURE | 88 | SBS | SOPREMA | SBS ROOF SYSTEM SUMMARY Section 07 5250 – Modified Bituminous Sheet Roofing (SBS) III. SBS Roof System over existing Concrete Deck @ Main Roof and Upper Elevator Shaft a) Adhere the following components with Soprema Duotack SPF insulation adhesive at existing concrete deck: ‐ 1‐layer of 1.5” Soprema Sopra‐Iso Polyiso insulation. ‐ 1‐layer of ¼” slope Soprema Sopra‐Iso polyiso tapered insulation. ‐ 1‐layer of 1/2” slope Soprema Sopra‐Iso polyiso tapered insulation (for crickets) ‐ 1‐layer of ½” GP DensDeck Prime coverboard. a) Torch‐apply Soprema Elastophene Flam (base ply). b) Torch‐apply Soprema Sopralene Flam 180 FR GR (cap ply). c) Torch‐apply Soprema Sopralene Flam 180 (base flashing). d) Torch‐apply Soprema Sopralast 50 TV ALU (cap flashing). e) Install Soprema Alsan Liquid Flashing System at roof penetrations and scuppers. f) Install Soprema Soprawalk Walkway pads. g) Install 24 ga. Prefinished steel coping, counterflashing, gravel guard, and all roof‐related flashing and trim. h) Install 24 ga. Prefinished steel gutters and downspouts. i) Install 16 oz. Copper scuppers and scupper plates. j) Install PT wood blocking at perimeter locations as indicated in plans. k) Install ¾” plywood sheating at expansion joint curb. | 07 52 50 - MODIFIED BITUMINOUS MEMBRANE 07 62 00 - SHEET METAL FLASHING AND TRIM | BS Roof System Modified Bituminous Sheet Roofing Concrete Deck Soprema Duotack SPF Polyiso Insulation GP DensDeck Prime Torch-Apply Elastophene Flam Sopralene Flam 180 FR GR Sopralene Flam 180 Sopralast 50 TV ALU Alsan Liquid Flashing System Soprawalk Walkway Pads Prefinished Steel Coping Counterflashing Gravel Guard Gutters Downspouts Copper Scuppers
GC MVRDL Roofing |  | Minor | Roofing Solutions | 3137 MS-468 PEARL, MS 39208 | FOIL WYATT ARCHITECTS & PLANNERS, PLCC. | 179 | SBS | ELEVATE | Section 075200 - Modified Bituminous Membrane Roofing I. SBS Roof System over existing concrete deck a) Prime concrete deck w/ Elevate D-41 Asphalt Primer. b) Hot-mop the following materials w/ Valero Type IV Asphalt: • (1) Layer of 2” Elevate Iso 95+ GL Flat Polyiso Insulation. • (1) Layer of 1.5” Elevate Iso 95+ GL Flat Polyiso Insulation. • 1/8” Slope Elevate Iso 95+ GL Tapered Polyiso Insulation • 1/4” Slope Elevate Iso 95+ GL Tapered Polyiso Insulation (Crickets) • 1/2” Georgia Pacific Densdeck Prime Gypsum Roof Board (Cover board). c) Hot-mop SBS Smooth (base ply, flashing base ply, and stripping ply) w/ Valero Type IV Asphalt. d) Hot-mop Elevate SBS Premium FR Cap Ultra White (cap ply) w/ Valero Type IV Asphalt Adhesive. e) Install Elevate Multi-Purpose MB Flashing Cement at roof edges and roof drains. f) Install 30” x 30” 2.5 Lb Lead Flashing. g) Install pressure-treated wood blocking as required. h) Install 0.40” mill finish aluminum for counter flashing and flashing at parapet walls and penetrations. i) Install 0.63” Prefinished aluminum for coping, gutters, downspouts, expansion joints, and gravel guards. II. SBS Roof System over existing concrete deck @ Roof Area A.8 j) Prime concrete deck w/ Elevate D-41 Asphalt Primer. k) Hot-mop the following materials w/ Valero Type IV Asphalt: • (1) Layer of 1.5” Elevate Iso 95+ GL Flat Polyiso Insulation. • 1/8” Slope Elevate Iso 95+ GL Tapered Polyiso Insulation • 1/4” Slope Elevate Iso 95+ GL Tapered Polyiso Insulation (Crickets) • 1/2” Georgia Pacific Densdeck Prime Gypsum Roof Board (Cover board). l) Hot-mop SBS Smooth (base ply, flashing base ply, and stripping ply) w/ Valero Type IV Asphalt. m) Hot-mop Elevate SBS Premium FR Cap Ultra White (cap ply) w/ Valero Type IV Asphalt Adhesive. n) Install Elevate Multi-Purpose MB Flashing Cement at roof edges and roof drains. o) Install 30” x 30” 2.5 Lb Lead Flashing. p) Install pressure-treated wood blocking as required. q) Install 0.40” mill finish aluminum for counter flashing and flashing at parapet walls and penetrations. r) Install 0.63” Prefinished aluminum for coping, gutters, downspouts, expansion joints, and gravel guards. III. SBS Roof System over existing metal deck @ Roof area B a) Mechanically attach the following materials w/ Elevate Heavy Duty fasteners and Elevate Insulation Fastening Plates: • (1) Layers of 1.5” Elevate Iso 95+ Flat Polyiso Insulation. b) Hot-mop SBS Smooth (base ply, flashing base ply, and stripping ply) w/ Valero Type IV Asphalt. c) Hot-mop Elevate SBS Premium FR Cap (cap ply) w/ Valero Type IV Asphalt Adhesive. d) Install Elevate Multi-Purpose MB Flashing Cement at roof edges. e) Install pressure-treated wood blocking as required. f) Install 0.40” mill finish aluminum for counter flashing and flashing at parapet walls and penetrations. g) Install 0.63” Prefinished aluminum for coping and gravel guards. IV. SBS Roof System over existing metal deck @ Roof area C h) Mechanically attach the following materials w/ Elevate Heavy Duty fasteners and Elevate Insulation Fastening Plates: • (1) Layers of 2” Elevate Iso 95+ Flat Polyiso Insulation. i) Hot-mop SBS Smooth (base ply, flashing base ply, and stripping ply) w/ Valero Type IV Asphalt. j) Hot-mop Elevate SBS Premium FR Cap (cap ply) w/ Valero Type IV Asphalt Adhesive. k) Install Elevate Multi-Purpose MB Flashing Cement at roof edges. l) Install pressure-treated wood blocking as required. m) Install 0.40” mill finish aluminum for counter flashing and flashing at parapet walls and penetrations. n) Install 0.63” Prefinished aluminum for coping and gravel guards. | 07 52 00 - MODIFIED BITUMINOUS MEMBRANE 07 62 00 - SHEET METAL FLASHING AND TRIM | Modified Bituminous Membrane Roofing SBS Roof System Concrete Deck Elevate D-41 Asphalt Primer Valero Type IV Asphalt Elevate Iso 95+ GL Polyiso Insulation Georgia Pacific Densdeck Prime Gypsum Roof Board SBS Smooth Base Ply Elevate SBS Premium FR Cap Ultra White Elevate Multi-Purpose MB Flashing Cement Lead Flashing Pressure-treated Wood Blocking Mill Finish Aluminum Prefinished Aluminum Roof Area A.8 Roof Area B Metal Deck Elevate Heavy Duty Fasteners Elevate Insulation Fastening Plates Parapet Walls
GC Northside High School Roof Replacement |  | Minor | Roofing Solutions | 301 DUNAND ST, LAFAYETTE, LA 70501 | CHASE MARSHALL ARCHITECTS, APAC. | 372 | SBS | SOPREMA | SBS ROOF SYSTEM SUMMARY Section 075200 –MODIFIED BITUMINOUS MEMBRANE ROOFING I. SBS Roof System over existing Lightweight Concrete Insulated over metal deck @ Bldg. mech a) Mechanically attach the following materials w/ Soprema twin-loc nail: - Soprema Sopra 4897 (Base sheet) b) Mechanically fasten the following materials w/ Soprema #14 MP fasteners and Soprema 3" Insulation Fastening Plates: - ¼” Soprema Sopraboard Coverboard c) Torch-apply Soprema Sopralene Flam 180 (Inter ply, base flashing, and stripping ply) d) Torch-apply Soprema Sopralene Flam 180 FR GR (Cap ply and cap flashing) e) Install Soprema Elastocol 500 Primer @ all vertical concrete/brick/CMU walls and over edge metals flanges f) Install Soprema Sopramastic SBS Elastic Cement @ roof edges and roof drains g) Install 30"X30" 2.5lb lead flashing @ roof drains h) Install Soprema Sopramastic SP1 @ drip edges i) Install pressure-treated wood blocking as needed j) Install Soprema Alsan Flashing @ roof drain k) Install 0.032 Prefinished Aluminum fascia cap, scuppers, conductor heads, counterflashing, and any roof related flashing and trim l) Install 24 GA. stainless steel scuppers m) Install 2-piece flashing collar with stainless steel drawband n) Install concrete splash blocks where downspouts discharge onto ground II. SBS Roof System over existing tectum deck @ Bldg. H o) Install Red Rosin paper p) Mechanically attach the following materials w/ Soprema twin-loc nail: - Soprema Modified Sopra G (Base sheet) q) Mechanically fasten the following materials w/ Soprema #14 MP fasteners and Soprema 3" Insulation Fastening Plates: - (1) Layer of 2.5” Soprema Sopra-Iso flat Polyiso Insulation - ¼” Soprema Sopraboard Coverboard r) Torch-apply Soprema Sopralene Flam 180 (Inter ply, base flashing, and stripping ply) s) Torch-apply Soprema Sopralene Flam 180 FR GR (Cap ply and cap flashing) u) Install Soprema Elastocol 500 Primer @ all vertical concrete/brick/CMU walls and over edge metals flanges v) Install Soprema Sopramastic SBS Elastic Cement @ roof edges and roof drains w) Install 30"X30" 2.5lb lead flashing @ roof drains x) Install Soprema Sopramastic SP1 @ drip edges y) Install pressure-treated wood blocking as needed z) Install Soprema Alsan Flashing @ plumbing vent and roof drains aa) Install Plasteco Curb Mounted Skylight Model 197, 22" x 46”, White, Clear Acrylic w/ Plasteco FallGuard Skylight Screens bb) Install 0.032 Prefinished Aluminum drip edge, fascia cap, conductor head, and any roof perimeter related flashing and trim counterflashing, and formed metal closure cc) Install 24 GA. stainless steel scuppers dd) Install 2-piece flashing collar with stainless steel drawband ee) Install rubber Pipe supports ff) Install concrete splash blocks where downspouts discharge onto ground III. SBS Roof System over existing tectum deck @ Bldg. G gg) Install Red Rosin paper hh) Mechanically attach the following materials w/ Soprema twin-loc nail: - Soprema Modified Sopra G (Base sheet) ii) Mechanically fasten the following materials w/ Soprema #14 MP fasteners and Soprema 3" Insulation Fastening Plates: - (1) Layer of 2” Soprema Sopra-Iso flat Polyiso Insulation - ¼” Soprema Sopraboard Coverboard jj) Torch-apply Soprema Sopralene Flam 180 (Inter ply, base flashing, and stripping ply) kk) Torch-apply Soprema Sopralene Flam 180 FR GR (Cap ply and cap flashing) ll) Soprema Soprawalk mm) Install Soprema Elastocol 500 Primer @ all vertical concrete/brick/CMU walls and over edge metals flanges nn) Install Soprema Sopramastic SBS Elastic Cement @ roof edges and roof drains oo) Install 30"X30" 2.5lb lead flashing @ roof drains pp) Install Soprema Sopramastic SP1 @ drip edges qq) Install pressure-treated wood blocking as needed rr) Install Soprema Alsan Flashing @ plumbing vent and roof drains ss) Install Plasteco Curb Mounted Skylight Model 197, 22" x 46”, White, Clear Acrylic w/ Plasteco FallGuard Skylight Screens tt) Install 0.032 Prefinished Aluminum gutters (8” x 10”), drip edge, fascia cap, counterflashing, roof divider cover, roof to wall joints, and any roof perimeter related flashing and trim uu) Install 24 GA. stainless steel scuppers vv) Install 2-piece flashing collar with stainless steel drawband ww) Install rubber Pipe supports xx) Install concrete splash blocks where downspouts discharge onto ground | 07 52 00 - MODIFIED BITUMINOUS MEMBRANE 07 71 00 - ROOF SPECIALTIES 07 62 00 - SHEET METAL FLASHING AND TRIM | SBS Roof System Modified Bituminous Membrane Roofing Lightweight Concrete Insulated Metal Deck Soprema Twin-loc Nail Roof Drain Pressure-treated Wood Blocking Prefinished Aluminum Fascia Stainless Steel Scuppers Base Sheet Coverboard Torch-apply Elastocol 500 Primer Lead Flashing Drip Edges Plumbing Vent Skylight Insulation Fastening Plates Concrete Splash Blocks
GC Our Lady Queen of Heaven - Life Center RFP |  | Minor | Roofing Solutions | 3939 KINGSTON ST, LAKE CHARLES, LA 70605 | - | 312 | SBS | SOPREMA | SYSTEM SUMMARY I. SBS Roof System (over existing Tectum Deck, 3” Insulation and 2 layers of 1/2" Plywood) @ Pool Building a) Adhere ½”x 4’ x 4’ GP Gypsum Densdeck Prime w/ Duotack 365 Adhesive over the plywood. Applied in ½” to ¾” in wide continuous ribbons. For roof zones 1, 2 and 3: Refer to Soprema Drawing US.FP.15.01 enclosed. b) Torch apply Sopralene Flam 180 (Base Ply & Base Flashing). c) Torch apply Sopralene Flam 180 FR GR (Cap Ply & Cap Flashing). d) Install Soprema Alsan Liquid Flashing w/ Soprema Alsan Polyfleece (At roof penetrations) e) Install 24 Ga. Prefinished Steel roof related flashing, edge metal and trim. II. SBS Roof System (over existing LWIC deck) a) Remove existing roof down to deck. b) Mechanically attach Soprema Sopra 4897 (Vented Base Sheet). with Soprema 1.7” Base Sheet fasteners c) Torch apply Sopralene Flam 180 (Base Ply & Base Flashing). d) Torch apply Sopralene Flam 180 FR GR (Cap Ply & Cap Flashing). e) Install Soprema Alsan Liquid Flashing w/ Soprema Alsan Polyfleece (At roof penetrations) f) Install 24 Ga. Prefinished Steel roof related flashing, edge metal and trim. | 07 52 00 - MODIFIED BITUMINOUS MEMBRANE 07 62 00 - SHEET METAL FLASHING AND TRIM | SBS Roof System Tectum Deck Insulation Plywood Pool Building GP Gypsum Densdeck Prime Duotack 365 Adhesive Torch Apply Sopralene Flam 180 Base Ply Base Flashing FR GR Cap Ply Cap Flashing Soprema Alsan Liquid Flashing Alsan Polyfleece Roof Penetrations 24 Ga. Prefinished Steel LWIC Deck Mechanically Attach Base Sheet Fasteners | *
GC PRCC Building #1 Reroof |  | Minor | Roofing Solutions | 5448 US 49, HATTIESBURG, MS 39401 | ALBERT & ROBINSON ARCHITECTS, PLLC | 101 | SBS | SOPREMA | SBS ROOF SYSTEM SUMMARY Section 07 52 16 – SBS Modified Bituminous Membrane Roofing I. SBS Roof System over existing metal deck @ Building #1 a) Demo entire existing SBS system down to the roof deck. b) Remove and cover any unused rooftop penetration. Infill roof deck as required prior to new roof assembly installation. c) Mechanically attach the following materials w/ Soprema #15 HD Fasteners and 3” Insulation Metal Plates: • (1) Layer of 3” Soprema SopraIso Flat PolyIso Insulation. • 1/4” Slope Soprema SopraIso Tapered Polyiso Insulation. • 1/2” Slope Soprema SopraIso Tapered Polyiso Insulation (Crickets). • 1/4" Soprema Sopraboard Roof Board (Cover Board). d) Mechanically attach Soprema Soprafix Base 612 w/ Soprema #15 HD Fasteners and Soprafix 2.4” Membrane Stress Metal Plates (Base Ply). e) Torch-apply Soprema Sopralene Flam 180 (Base flashing, and stripping ply). f) Torch-apply Soprema Sopralene Flam 180 FR GR (Cap ply and cap flashing). g) Install Soprema Elastocol 500 Primer @ all vertical concrete/brick/CMU walls and under edge metals flanges. h) Install Soprema Sopramastic SBS Elastic Cement @ roof edges and roof drains. i) Install Soprema Alsan Flashing w/ Soprema PolyFleece @ vents thru roof, pipes, roof drains and any roof related penetrations. j) Install OMG termination bars as required. k) Install Soprema Soprawalk where indicated on roof plans. l) Install Roof Drains as indicated on roof plans. Field verify type and size. m) Install 30"X30" 2.5lb lead flashing @ roof drains. n) Install 0.040” Prefinished aluminum drip edges, coping caps, counter flashings, gutters, downspouts and any roof related flashing and trim. o) Install Concrete Splash Blocks. p) Install pressure-treated wood blocking as needed | 07 52 16 - MODIFIED BITUMINOUS MEMBRANE 07 62 00 - SHEET METAL FLASHING AND TRIM | SBS Roof System Metal Deck Roof Deck Soprema Materials PolyIso Insulation Sopraboard Roof Board Soprafix Base 612 Torch Application Base Flashing Cap Ply Elastocol 500 Primer Sopramastic SBS Elastic Cement Alsan Flashing PolyFleece OMG Termination Bars Soprawalk Roof Drains Lead Flashing Prefinished Aluminum Concrete Splash Blocks
GC Re-Roof Anderson Hall & Henley Hall |  | Minor | Roofing Solutions | 1028 J.C REDD DRIVE WESSON ¦ MS, 39191 | COOKE DOUGLASS FARR LEMONS ARCHITECTS + ENGINEERS PA | 159 | SBS | SOPREMA | SBS ROOF SYSTEM SUMMARY Section 075216 – SBS Modified Bitumen Roofing I. SBS Roof System Over 3.5” Existing Lightweight Concrete Deck. A. Demo existing roof system down to Lightweight Concrete Deck. B. Replace damaged concrete deck where ponding water with Soprema Alsan RS 233 Self-leveling Mortar, refer to Shop Drawings for Location. C. Mechanically attach Soprema Sopra-G (Base Sheet) with Soprema 1.7” BSF Fastener over entire Lightweight Concrete Deck. D. Adhere the following materials with Soprema Duotack SPF Adhesive: - 1/2” Georgia-Pacific Densdeck Prime Roof Board (Substrate Board). - 2.5” Soprema Sopra-Iso Flat Polyiso insulation. - 1/8” Slope Soprema Sopra-Iso Tapered Polyiso Insulation. 1/4” Slope Soprema Sopra-Iso Tapered Polyiso Insulation (at crickets only). - 1/2” Georgia-Pacific Densdeck Prime Roof Board (Cover board). E. Cold-apply Soprema Elastophene HS Sanded with Soprema Colply Adhesive (Base Ply and Interply). F. Cold-apply Soprema Elstophene HS FR GR WH with Soprema Colply Adhesive (Cap Ply). G. Torch-apply Soprema Sopralene Flam 180 (Base Flashing and Stripping Ply). H. Torch-apply Soprema Sopralene Flam 180 FR GR WH (Cap Flashing). I. Install Soprema Alsan Liquid Flashing System consisting of the following materials at pipe penetrations and roof drains: - Soprama Alsan Liquid Flashing (Base Coat) - Soprema Alsan PolyFleece - Soprema Alsan Liquid Flsahing (Top Coat) J. Enclosure unused equipment curbs and exposed ductwork with 3/4" pressure-treated plywood sheathing over 2” Flat Polyiso insulation with 18 Ga. Steel box cover, pitched top with slope towards the roof and hem/seal bottom to existing curb flashing; refer to Shop Drawings. K. Install Soprema Soprawalk walkpads under existing pipe supports and adhere with Soprema Colply Adhesive. L. Install 36”X36” Soprema Soprawalk walkpads with spacing of 1” between pads around all roof top equipment. M. Install pressure-treated wood blocking at roof edges, curbs and insulated box as required. N. Install 24 Ga. Pre-Finished Steel gravel guard, fascia, counterflashing, umbrella flashing at vent flue and any other roof-related flashing and trim. O. Install 24 Ga. Stainless Steel Pitch Pocket and one part of Pourable Sealer and Non-Shrink Grout. P. Install 24 Ga. Steel Boot Flashing with soldered seams at vent at flue stack thru roof. Q. Install 24 Ga. Steel Dam Flashing at vent at flue stack thru roof. | 07 52 16 - MODIFIED BITUMINOUS MEMBRANE 07 62 00 - SHEET METAL FLASHING AND TRIM | SBS Roof System Lightweight Concrete Deck Demo Soprema Alsan RS 233 Self-leveling Mortar Sopra-G Base Sheet BSF Fastener Duotack SPF Adhesive Densdeck Prime Roof Board Sopra-Iso Flat Polyiso Insulation Tapered Polyiso Insulation Crickets Elastophene HS Sanded Colply Adhesive Sopralene Flam 180 Alsan Liquid Flashing System PolyFleece Equipment Curbs Soprawalk Walkpads Pre-Finished Steel Flashing
GC Reroof Dorm and Gymn, State Police Training Academy |  | Minor | Roofing Solutions | 7901 INDEPENDENCE BLVD. BATON ROUGE, LA 70806 | HOLDEN ARCHITECTS. | 597 | SBS | SOPREMA | SBS ROOF SYSTEM SUMMARY I.SBS Roof System @ Dormitory & Gymnasium Buildings (over flat concrete deck) a) Demo existing roof down to deck. b) Prime existing concrete deck with Soprema Elastocol 500 Asphalt Primer c) Hot mop Soprema 1.5” Sopra-Iso Flat Polyiso Insulation with Valero Asphalt Type IV d) Hot mop Soprema 3/16” Sopra-Iso Tapered Polyiso Insulation with Valero Asphalt Type IV starting at 0.5” thickness e) Hot mop Soprema 3/8” Sopra-Iso Tapered Polyiso Insulation at crickets only with Valero Asphalt Type IV f) Hot mop Blue Ridge 1/2" Structodek HD Cover Board with Valero Asphalt Type IV g) Hot mop Soprema Sopralene 180 Sanded 2.2 Base Sheet with Valero Asphalt Type IV h) Hot mop Soprema Sopralene 180 FR GR Cap Sheet with Valero Asphalt Type IV i) Torch apply Soprema Sopralene Flam 180 Base Flashing j) Torch apply Soprema Sopralast 50 TV Alu Cap Flashing k) Heat weld Soprema Soprawalk Walkway Pads at indicated areas only. l) Apply Soprema Alsan Liquid Flashing system at all roof penetrations, roof drains, existing scuppers, vent stacks, mechanical curbs, window sills, and other roof penetration locations shown. m) Install new ZURN Z100 Roof Drains where applicable (match existing size and profile). n) Replace any damaged wood blocking and running lumbers with new treated lumber to match existing size. o) Install (1) Bilco Type S-50 Roof Hatch with (1) Bilco Bil-Guard 2.0 Type RL2-S Safety Railing System (field verify existing roof hatch size prior ordering material). p) Install (3) Kingspan Bristol Acrylic Aluminum Curb Mounted Smoke Vent Model SVAA-CM-2, 6096 (field verify existing smoke vent size prior ordering material). q) Install (1) ALACO 561-E Pit Access Ladders at new roof hatch (field verify existing condition prior ordering material). r) Install (3) ALACO 564 PRPC Parapet Return with Crossover Platform Access Ladders at roof parapets (field verify existing condition prior ordering material). s) Install (1) ALACO 561 Handrails Over Roof Access Ladders to be installed at Mezzanine on Mechanical Building (field verify existing condition prior ordering material). t) Install (7) ACUDOR BP-2002 Universal Flush Ceiling Access Panel (field verify quantity and sizes prior ordering material). u) Install 22 ga. pre-finished steel edge flashings and coping caps. v) Install 24 ga. pre-finished steel counterflashings, and expansion joints. w) Install new 24 ga. pre-finished steel downspouts, conductor heads, and Style-A gutters at indicated areas only. x) Install new 24 ga. stainless steel scuppers at indicated areas only. y) Install gutters leaf guards where indicated on plans. z) Install new 6” PVC drainage pipes where indicated on plans. aa) Pressure spray/clean, tuck point, and waterproof existing brick veneer. | 07 52 00 - MODIFIED BITUMINOUS MEMBRANE 07 71 00 - ROOF SPECIALTIES 07 62 00 - SHEET METAL FLASHING AND TRIM | SBS Roof System Concrete Deck Soprema Elastocol 500 Asphalt Primer Polyiso Insulation Valero Asphalt Type IV Blue Ridge Structodek HD Cover Board Sopralene 180 Sanded 2.2 Base Sheet Sopralene 180 FR GR Cap Sheet Sopralene Flam 180 Base Flashing Sopralast 50 TV Alu Cap Flashing Soprawalk Walkway Pads Alsan Liquid Flashing System ZURN Z100 Roof Drains Bilco Type S-50 Roof Hatch Bilco Bil-Guard 2.0 Type RL2-S Safety Railing System Kingspan Bristol Acrylic Aluminum Smoke Vent ALACO 561-E Pit Access Ladders ALACO 564 PRPC Parapet Return ACUDOR BP-2002 Universal Flush Ceiling Access Panel Pre-finished Steel Flashings
GC Reroofing & Assoc Waterproofing Bakers Secret Building |  | Minor | Roofing Solutions | 100 PINECREST DR, PINEVILLE, LA 70360 | PINECREST SUPPORT AND SERVICES CENTER | 51 | SBS | SOPREMA | SYSTEM SUMMARY I. SBS Modified Bitumen Roofing System over Gypsum deck a) Tear-off existing roof to the existing roof deck b) Provide and install one layer 2” flat polyiso insulation adhered with Soprema Duotack 365 insulation adhesive. c) Provide and install ¼” slope tapered polyiso insulation adhered with Soprema Duotack 365 insulation adhesive + ¼” Soprema Sopraboard cover board adhered with Duotack 365 insulation adhesive. d) Provide and install one ply of Soprema Sopralene Flam 180 (base ply) heat welded and one ply of Soprema Sopralene Flam 180 FR GR (cap ply) heat welded e) Provide and install Sopralene Flam 180 (base flashing) and Sopralene Flam 180 FR GR (cap flashing) heat welded. f) Provide and install 24 Ga. Pre-Finished Steel Coping, Gravel guards, gutters, downspouts and counterflashings. II. SBS Modified Bitumen Roofing System over LWIC deck g) Demolish existing roofing system down to deck. h) Provide and install Soprema Sopra 4897 venting base sheet mechanically fastened with 1.7” base sheet fasteners. i) Provide and install one layer 2” flat polyiso insulation + ¼” slope tapered polyiso insulation simultaneously mechanically attached with Soprema #14 insulation fasteners and 3” insulation plates. j) Provide and install ¼” Soprema Sopraboard adhered with Duotack 365 insulation adhesive. k) Provide and install one ply of Soprema Sopralene Flam 180 (base ply) heat welded and one ply of Soprema Sopralene Flam 180 FR GR (cap ply) heat welded l) Provide and install Sopralene Flam 180 (base flashing) and Sopralene Flam 180 FR GR (cap flashing) heat welded. m) Provide and install 24 Ga. Pre-Finished Steel Coping, Gravel guards, gutters, downspouts and counterflashings. | 07 52 00 - MODIFIED BITUMINOUS MEMBRANE 07 62 00 - SHEET METAL FLASHING AND TRIM | SBS Modified Bitumen Roofing Gypsum Deck Tear-off Existing Roof Deck Flat Polyiso Insulation Soprema Duotack 365 Insulation Adhesive Tapered Polyiso Insulation Soprema Sopraboard Cover Board Sopralene Flam 180 Heat Welded Base Ply Cap Ply Base Flashing Cap Flashing 24 Ga. Pre-Finished Steel Coping Gravel Guards Gutters Downspouts Counterflashings | *
GC Re-Roofing @ L. J. Alleman Middle School |  | Minor | Roofing Solutions | 600 ROSELAWN BLVD, LAFAYETTE, LA 70503 | MUSSMAN ARCHITECTS | 737 | SBS | SOPREMA | SBS ROOF SYSTEM SUMMARY I. SBS Roofing System over slope metal deck at buildings A-E a) Remove the existing roof system down to deck, including metals. b) Remove existing rooftop equipment. c) Remove abandoned curbs, pipings, ductwork, exhaust vents, electrical and conduit. Where rooftop curbs/openings/penetrations are removed, patch rooftop openings to flush and level with the existing deck and prepare for new roof installation. d) Adhere the following materials w/ Soprema Duotack 365: - (1) Layer of 2.0” Soprema Sopra-Iso Flat Polyiso Insulation. - 1/8” Slope Soprema Sopra-Iso Tapered Polyiso Insulation. - 1/4” Slope Soprema Sopra-Iso Tapered Polyiso Insulation (crickets only). - 1/2” Georgia Pacific Densdeck Prime Roof Board (coverboard). e) Cold apply Soprema Elastophene Sanded 2.2 (base ply and stripping ply) w/ Soprema Coldply Adhesive. f) Torch apply Soprema Sopralene Flam 180 (flashing base ply). g) Torch apply Soprema Sopralene Flam 180 FR GR (cap ply and flashing cap ply). h) Install Soprema Elastocol 500 Primer at roof edges, and roof drains. i) Install Soprema SBS Elastic Cement at roof edges, and roof drains. j) Install Soprema Sopramastic SP1 at drip edges. k) Install Soprema Alsan Liquid Flashing System at all roof-related penetrations: - Soprema Alsan Liquid (Base Coat) - Soprema Alsan Polyfleece - Soprema Alsan Liquid Flashing (Top Coat) l) Install Soprema Sopracant MB. m) Install Soprema Soprawalk Walkpads. n) Install Soprema Elastophene Flam LS FR GR at the existing expansion joint. o) Install Owens Corning Pink Next Gen Fiberglass Insulation at expansion joints. p) Install Pressure-treated wood blocking as required. q) Install 24 Ga. Pre-finished Steel Gutter, to match existing size. r) Install 24 Ga. Pre-finished Steel downspouts, to match existing size. s) Install 24 Ga. Pre-finished Steel counter flashing, metal hoods, roof divider cover, and any roofrelated flashing. t) Install Splash Blocks at downspout locations. u) Install Zurn RD2150 Replacement Roof Drains. v) Install Selkirk Exhaust Vents. w) Install Famco Goose-Neck Exhaust Vent. | 07 52 00 - MODIFIED BITUMINOUS MEMBRANE 07 62 00 - SHEET METAL FLASHING AND TRIM | SBS Roofing System Slope Metal Deck Remove Existing Roof System Rooftop Equipment Abandoned Curbs Patch Rooftop Openings Soprema Duotack 365 Polyiso Insulation Georgia Pacific Densdeck Prime Cold Apply Soprema Elastophene Sanded 2.2 Torch Apply Soprema Sopralene Flam 180 Soprema Sopralene Flam 180 FR GR Soprema Elastocol 500 Primer Soprema SBS Elastic Cement Soprema Alsan Liquid Flashing System Soprema Soprawalk Walkpads Owens Corning Pink Next Gen Fiberglass Insulation Pressure-treated Wood Blocking
GC HL College Oaks Elem Roof Rpl Classroom |  | Minor | Roofing Solutions | LAKE CHARLES, LA 70615 | MOSS ARCHITECTS INC. | 95 | ASPHALT SHINGLES | GAF | ASPHALT SHINGLES ROOF SYSTEM SUMMARY I.Asphalt Shingle Roof System over existing structurally sloped plywood deck. a) Demo existing roof down to deck. b) Install Viking Shield Underlayment with plastic cap simplex nail. c) Install Storm Guard Leak Barrier Self-Adhering Underlayment patch at roof penetrations, eave, valley and rake. d) Install Timberline HDZ Asphalt Shingles with Roofing Nails e) Install GAF Cobra Rigid Vent 3 Ridge Vent where indicated only. f) Install GAF Timbertex Hip and Ridge Shingle and GAF Pro Starter Shingle. g) Install pipe boots at roof penetrations. h) Replace all existing rake trim and vinyl fascia, to match existing. i) Install 24 ga. pre-finished steel metal gutter, downspout and eave flashing. j) Install wood blocking as required. | 07 31 10 - ASPHALT SHINGLES 07 62 00 - SHEET METAL FLASHING AND TRIM | Asphalt Shingles Roof System Structurally Sloped Plywood Deck Demo Existing Roof Viking Shield Underlayment Plastic Cap Simplex Nail Storm Guard Leak Barrier Self-Adhering Underlayment Roof Penetrations Eave Valley Rake Timberline HDZ Asphalt Shingles Roofing Nails GAF Cobra Rigid Vent 3 Ridge Vent GAF Timbertex Hip and Ridge Shingle GAF Pro Starter Shingle Pipe Boots Rake Trim Vinyl Fascia | *REPEATED (HL BELL CITY)
GC Reroofing and Associated Waterproofing, SE LA Veterans Home |  | Minor | Roofing Solutions | 4080 W AIRLINE HIGHWAY, RESERVE, LOUISIANA 70084 | DIDIER ARCHITECTURE | 276 | SBS | SOPREMA | SBS ROOF SYSTEM SUMMARY Section 075200 – Modified Bitumen Membrane Roofing System I. SBS Roof System over metal deck a) Remove existing roof down to roof deck b) Mechanically fasten the following materials w/ Soprema #14 MP fasteners and Soprema 3” Metal Insulation Plate: − (1) layer of 1.5” Soprema Sopra-Iso Flat Polyiso Insulation − 1/8” Slope Soprema Sopra-Iso Tapered Polyiso Insulation (as needed) − ¼” slope Soprema Sopra-Iso Tapered Polyiso Insulation (crickets) − ½” Georgia-Pacific Densdeck Prime Roof Board (Cover Board) c) Torch-apply Soprema Sopralene Flam 180 (Base ply, base flashing, and stripping ply) d) Torch-apply Soprema Sopralene Flam 180 FR GR (Cap ply & Cap flashing) e) Torch-apply Soprema Sopralast 50 TV Alu (Cap flashing) @ curbs only f) Install Soprema Alsan Flashing System @ all pipe penetrations and roof drains g) Apply Soprema Elastocol 500 Primer @ all vertical concrete/brick/CMU walls and horizontal metal flanges h) Install Soprema Sopramastic SBS Elastic Cement @ roof drains and roof edges i) Install 30"x30" 2.5 lbs lead flashing @ roof drains j) Install pressure-treated wood blocking as needed k) Install 24 GA. pre-finished steel drip edge, counter flashings & receivers l) Remove existing umbrella hood, clean and reuse if not damaged @ exhaust vents m) Install new stainless steel vent cover to match the existing shape n) Install Watts Cast Iron Drain Dome or equal. To be verified in field. Size to match existing o) All Roof Top Equipment to remain p) New stucco patch repairs at indicated areas only q) Pressure wash and apply waterproofing material at indicated areas only | 07 52 00 - MODIFIED BITUMINOUS MEMBRANE 07 62 00 - SHEET METAL FLASHING AND TRIM | SBS Roof System Metal Deck Remove Existing Roof Soprema #14 MP Fasteners Soprema Sopra-Iso Flat Polyiso Insulation Soprema Sopralene Flam 180 Torch-Apply Soprema Sopralene Flam 180 FR GR Soprema Sopralast 50 TV Alu Soprema Alsan Flashing System Soprema Elastocol 500 Primer Soprema Sopramastic SBS Elastic Cement Lead Flashing Pressure-Treated Wood Blocking Pre-finished Steel Drip Edge Umbrella Hood Stainless Steel Vent Cover Watts Cast Iron Drain Dome Roof Top Equipment Stucco Patch Repairs
GC HL Lebleu Settlement Elem Roof Rpl Classroom |  | Minor | Roofing Solutions | LAKE CHARLES, LA 70615 | MOSS ARCHITECTS INC. | 95 | ASPHALT SHINGLES | GAF | ASPHALT SHINGLES ROOF SYSTEM SUMMARY I.Asphalt Shingle Roof System over existing structurally sloped plywood deck. a) Demo existing roof down to deck. b) Install Viking Shield Underlayment with plastic cap simplex nail. c) Install Storm Guard Leak Barrier Self-Adhering Underlayment patch at roof penetrations, eave, valley and rake. d) Install Timberline HDZ Asphalt Shingles with Roofing Nails e) Install GAF Cobra Rigid Vent 3 Ridge Vent where indicated only. f) Install GAF Timbertex Hip and Ridge Shingle and GAF Pro Starter Shingle. g) Install pipe boots at roof penetrations. h) Replace all existing rake trim and vinyl fascia, to match existing. i) Install 24 ga. pre-finished steel metal gutter, downspout and eave flashing. j) Install wood blocking as required. | 07 31 10 - ASPHALT SHINGLES 07 62 00 - SHEET METAL FLASHING AND TRIM | Asphalt Shingles Roof System Structurally Sloped Plywood Deck Demo Existing Roof Viking Shield Underlayment Plastic Cap Simplex Nail Storm Guard Leak Barrier Self-Adhering Underlayment Roof Penetrations Eave Valley Rake Timberline HDZ Asphalt Shingles Roofing Nails GAF Cobra Rigid Vent 3 Ridge Vent GAF Timbertex Hip and Ridge Shingle GAF Pro Starter Shingle Pipe Boots Rake Trim Vinyl Fascia | *REPEATED (HL BELL CITY)
GC Reroofing of St James Parish Hospital |  | Minor | Roofing Solutions | 645 LUTCHER AVENUE LUTCHER, LA 70071 | STANTEC ARCHITECTURE | 752 | SBS | SOPREMA | I.SBS Roofing System at Roof Type A over metal deck a)Mechanically attach the following materials w/ Soprema Soprafix #14 MP fasteners and SopremaSoprafix 3” Insulation Plates: -(1) Layer of 3” Soprema Sopra-Iso Flat Polyiso Insulation. -1/2” Slope Soprema Sopra-Iso Tapered Polyiso Insulation (crickets only). -1/2” Soprema Sopraboard Coverboard. -Soprema Soprafix Base 612 (base ply). b)Torch apply Soprema Sopralene Flam 180 (flashing base ply and stripping ply). c)Torch apply Soprema Sopralene Flam 180 FR GR (cap ply and flashing cap ply). d)Install Soprema Elastocol 500 Primer at roof edges, scupper, and overflow scuppers. e)Install Soprema Sopramastic SBS Elastic Cement at roof edges, scupper, and overflow scuppers. f)Install Soprema Sopramastic SP1 at drip edges. g)Install Soprema Alsan Liquid Flashing System at roof drains, scuppers, and all roof-relatedpenetrations: -Soprema Alsan Liquid (Base Coat) -Soprema Alsan Polyfleece -Soprema Alsan Liquid Flashing (Top Coat) h)Install Soprema Soprawalk Walkpads. i)Install Perlite Cant Strip. j)Install 24 Ga. Pre-finished Steel counter flashing, gravel stop, coping and any roof-related flashing. k)Install 24 Ga. Pre-finished Steel Expansion Joints. l)Install Thermafiber Firespan Insulation at perimeter fire containment expansion joint. m)Install 24 Ga. Pre-finished Steel Scupper through wall. n)Install 24 Ga. Pre-finished Steel Scupper through Attic. o)Install a Cross-Over Aluminum Ladder. II.SBS Roofing System at Roof Type B over metal deck a)Mechanically attach the following materials w/ Soprema Soprafix #14 MP fasteners and SopremaSoprafix 3” Insulation Plates: -Layer of 3” Soprema Sopra-Iso Flat Polyiso Insulation. -1/4” Slope Soprema Sopra-Iso Tapered Polyiso Insulation -1/2” Slope Soprema Sopra-Iso Tapered Polyiso Insulation (crickets only) -1/2” Soprema Sopraboard Coverboard. -Soprema Soprafix Base 612 (base ply). b)Torch apply Soprema Sopralene Flam 180 (flashing base ply and stripping ply). c)Torch apply Soprema Sopralene Flam 180 FR GR (cap ply and flashing cap ply). d)Install Soprema Elastocol 500 Primer at roof edges, scupper, and overflow scuppers. e)Install Soprema SBS Elastic Cement at roof edges, scupper, and overflow scuppers. f)Install Soprema Alsan Liquid Flashing System at roof drains, scuppers, and all roof-relatedpenetrations: -Soprema Alsan Liquid (Base Coat) -Soprema Alsan Polyfleece -Soprema Alsan Liquid Flashing (Top Coat) g)Install Soprema Soprawalk Walkpads. h)Install Perlite Cant Strip. i)Install 24 Ga. Pre-finished Steel counter flashing, gravel stop, coping and any roof-related flashing. III.SBS Roofing System at Roof Type D over metal deck a)Mechanically attach the following materials w/ Soprema Soprafix #14 MP fasteners and SopremaSoprafix 3” Insulation Plates: -5/8” DENSDECK® PRIME ROOF BOARD loose laid. -Layer of 3” Soprema Sopra-Iso Flat Polyiso Insulation. -1/8” Slope Soprema Sopra-Iso Tapered Polyiso Insulation (crickets only). -1/2” Soprema Sopraboard Coverboard. -Soprema Soprafix Base 612 (base ply). b)Torch apply Soprema Sopralene Flam 180 (flashing base ply and stripping ply). c)Torch apply Soprema Sopralene Flam 180 FR GR (cap ply and flashing cap ply). d)Install Soprema Elastocol 500 Primer at roof edges, scupper, and overflow scuppers. e)Install Soprema SBS Elastic Cement at roof edges, scupper, and overflow scuppers. f)Install Soprema Alsan Liquid Flashing System at roof drains, scuppers, and all roof-relatedpenetrations: -Soprema Alsan Liquid (Base Coat) -Soprema Alsan Polyfleece - Soprema Alsan Liquid Flashing (Top Coat) g) Install Soprema Soprawalk Walkpads. h) Install Perlite Cant Strip. i) Install 24 Ga. Pre-finished Steel counter flashing, gravel stop, coping and any roof-related flashing. j) Install 24 Ga. Pre-finished Steel Expansion Joints. k) Install Thermafiber Firespan Insulation at perimeter fire containment expansion joint. | 07 52 00 - MODIFIED BITUMINOUS MEMBRANE 07 62 00 - SHEET METAL FLASHING AND TRIM | SBS Roofing System Metal Deck Mechanically Attach Polyiso Insulation Soprema Sopralene Flam 180 Flashing Base Ply Soprema Alsan Liquid Flashing System Roof Drains Scuppers Roof-Related Penetrations Soprema Soprawalk Walkpads Perlite Cant Strip Pre-finished Steel Counter Flashing Gravel Stop Coping Expansion Joints Thermafiber Firespan Insulation DensDeck Prime Roof Board Elastocol 500 Primer SBS Elastic Cement
GC HL St. John Elementary Restoration |  | Minor | Roofing Solutions | LAKE CHARLES, LA 70615 | MOSS ARCHITECTS INC. | 95 | ASPHALT SHINGLES | GAF | ASPHALT SHINGLES ROOF SYSTEM SUMMARY I.Asphalt Shingle Roof System over existing structurally sloped plywood deck. a) Demo existing roof down to deck. b) Install Viking Shield Underlayment with plastic cap simplex nail. c) Install Storm Guard Leak Barrier Self-Adhering Underlayment patch at roof penetrations, eave, valley and rake. d) Install Timberline HDZ Asphalt Shingles with Roofing Nails e) Install GAF Cobra Rigid Vent 3 Ridge Vent where indicated only. f) Install GAF Timbertex Hip and Ridge Shingle and GAF Pro Starter Shingle. g) Install pipe boots at roof penetrations. h) Replace all existing rake trim and vinyl fascia, to match existing. i) Install 24 ga. pre-finished steel metal gutter, downspout and eave flashing. j) Install wood blocking as required. |  |  | *REPEATED (HL BELL CITY)
GC Rice Fest Building Roof Replacement |  | Andrea M | Roofing Solutions | 717 WEST MILL STREET CROWLEY, LA 70526 | HOFFPAUIR STUDIO LLC | 152 | SBS | SOPREMA | SYSTEM SUMMARY I. SBS Roof System (over LWIC over steel deck) a) Remove existing roofing system down. b) Provide and install Soprema Sopra 4897 mechanically attached w/ 1.8’’ Twin-loc. c) Provide and install ¼’’ Soprema slope Tapered Polyiso Insulation w/ Duotack 365 adhesive. d) Provide and install ¼’’ Georgia-Pacific DensDeck w/ Duotack 365 adhesive. e) Provide and install Soprema Sopralene Flam 180 (Base Ply and Base Flashing) torch applied. f) Provide and install Soprema Sorpalene Flam 180 FR GR (Cap Ply and Cap Flashing) torch applied. g) Provide and install Soprema Aslan Liquid Flashing system at all roof penetrations and drains. | 07 52 00 - MODIFIED BITUMINOUS MEMBRANE 07 62 00 - SHEET METAL FLASHING AND TRIM | SBS Roof System LWIC (Lightweight Insulating Concrete) Steel Deck Remove Existing Roofing System Soprema Sopra 4897 Mechanically Attached Twin-loc Slope Tapered Polyiso Insulation Duotack 365 Adhesive Georgia-Pacific DensDeck Base Ply Base Flashing Torch Applied Cap Ply Cap Flashing Soprema Aslan Liquid Flashing System Roof Penetrations Drains Installation Waterproofing
GC RLCC Reroof Infirmary, Dining Facility, and Hope Dormitory-2nd |  | Andrea M | Roofing Solutions | 1630 PRISON RD, COTTONPORT, LA 71327 | DB ARCHITECTURE OF ACADIANA, LLC | 715 | SBS | SOPREMA | I. Roof System 1 (over structurally sloped concrete deck) @ Infirmary, Dining & Hope Dormitory Roof A a) Removal and disposal of asbestos at Infirmary and Dining only. b) Tear off down to existing concrete deck c) Provide and install Soprema Sopralene Sanded 2.2 Vapor Barrier with Coldply EF Adhesive. d) Provide and install 2-layers of 2” Sopra-ISO Polyiso Insulation + ¼” thickness Sopraboard hot mopped. e) Provide and install Sopralene 180 PS (Base ply) hot mopped f) Provide and install Sopralene Flam 180 FR GR (Cap ply) torched applied. g) Provide and install Sopralene Flam 180 (Base flashing) and Sopralene Flam 180 FR GR (Cap Flashing) torched applied. h) Provide and install 24Ga. Pre-Finished steel all roof related sheet metal flashing and trim. II. Roof System 1 (over flat concrete deck) @ Hope Dormitory Roof B a) Tear off down to existing concrete deck b) Provide and install Soprema Sopralene Sanded 2.2 Vapor Barrier with Coldply EF Adhesive. c) Provide and install 1-layer of 3” Sopra-ISO Polyiso Insulation + 1.5” Sopra-ISO Polyiso Insulation hot mopped. d) Provide and install ¼” tapered insulation hot mopped. e) Provide and install Sopralene 180 PS (Base ply) hot mopped f) Provide and install Sopralene Flam 180 FR GR (Cap ply) torched applied. g) Provide and install Sopralene Flam 180 (Base flashing) and Sopralene Flam 180 FR GR (Cap Flashing) torched applied. h) Provide and install 24Ga. Pre-Finished steel all roof related sheet metal flashing and trim. | 07 52 00 - MODIFIED BITUMINOUS MEMBRANE 07 62 00 - SHEET METAL FLASHING AND TRIM | Roof System Structurally Sloped Concrete Deck Tear Off Asbestos Removal Soprema Sopralene Sanded 2.2 Vapor Barrier Coldply EF Adhesive Sopra-ISO Polyiso Insulation Sopraboard Hot Mopped Sopralene 180 PS Torched Applied Sopralene Flam 180 FR GR Base Flashing Cap Flashing 24Ga. Pre-Finished Steel Sheet Metal Flashing Trim Flat Concrete Deck Tapered Insulation Hope Dormitory Roof
GC Roof Replacement AE Phillips Laboratory School |  | Andrea M | Roofing Solutions | 1 MAYFIELD AVENUE, RUSTON, LA 71272 | TIPTON ASSOCIATES / ASHE BROUSSARD WEINZETTLE ARCHITECTS | 661 | SBS | SOPREMA | SBS ROOF SYSTEM SUMMARY Section 075200 – Modified Bituminous Membrane Roofing I. SBS Roof System over existing Lightweight Concrete Deck @ Lower Roof (One Story Roof), Upper Roof North and Upper Roof South. a) Demo entire existing roof down to the Lightweight Concrete deck. b) Patch/repair damaged Lightweight Concrete deck. c) Demo any abandoned roof top equipment or roof hatch and curb, patch opening and install new roofing system over it. d) Mechanically fasten Soprema Sopra 4897 (Base Sheet) w/ Soprema Twin Loc-Nails over the entire deck. e) Hot-mop the following materials w/ Valero Type IV Asphalt: - (1) Layer of 4” Soprema Sopra-ISO Flat Polyiso Insulation - 1/8" Slope Soprema Sopra-ISO Tapered Polyiso Insulation - 1/4" Slope Soprema Sopra-ISO Tapered Polyiso Insulation (crickets) - 1/2" Blue Ridge Structodek HD Cover Board. f) Hot-mop Soprema Sopralene 180 Sanded (Base Ply) w/ Valero Type IV Asphalt. g) Hot-mop Soprema Sopralene 180 FR GR (Cap Ply) w/ Valero Type IV Asphalt. h) Torch Soprema Sopralene Flam 180 (Base Flashing and Stripping Ply). i) Torch Soprema Sopralene Flam 180 FR GR (Cap Flashing). j) Install 36”x36” Soprema Soprawalk Walkway Pads as needed. k) Install Soprema Alsan Liquid Flashing System at all roof penetrations and roof drains. l) Install pressure-treated wood blocking as needed. m) Install 0.032” pre-finished aluminum edge metals, expansion joint covers and counter flashings. | 07 52 00 - MODIFIED BITUMINOUS MEMBRANE 07 62 00 - SHEET METAL FLASHING AND TRIM | SBS Roof System Lightweight Concrete Deck Demo Patch/Repair Roof-Top Equipment Roof Hatch Curb Mechanically Fasten Soprema Sopra 4897 Twin Loc-Nails Valero Type IV Asphalt Sopra-ISO Flat Polyiso Insulation Structodek HD Cover Board Sopralene 180 Sanded Sopralene 180 FR GR Sopralene Flam 180 Base Flashing Walkway Pads Alsan Liquid Flashing System Pressure-Treated Wood Blocking
GC South Panola School District Reroofing Projects |  | Andrea M | Roofing Solutions | 507 TIGER DR, BATESVILLE, MS 38606 | DALE / BAILEY, AN ASSOCIATION | 952 | SBS | SOPREMA | SBS ROOF SYSTEM SUMMARY Section 075216 – Styrene-Butadiene-Styrene (SBS) Modified Bituminous Membrane Roofing I. SBS Roof System over existing cementitious wood fiber (tectum) deck a) Adhere w/ Soprema Duotack SPF Adhesive Equipment-Free Canister System: • (2) Layer of 2” Soprema Sopra-ISO Flat Polyiso Insulation. • 1/4” Slope 0.5” thick Soprema Sopra-ISO Tapered Polyiso Insulation. • 1/2” Slope Soprema Sopra-ISO Tapered Polyiso Insulation (crickets). • 1/4" Soprema Sopraboard Cover Board. b) Torch apply Soprema Sopralene Flam 180 (base ply, flashing base ply, stripping ply). c) Torch apply Soprema Sopralene Flam 180 FR GR (cap ply, flashing cap ply). d) Install Soprema Sopramastic SBS Elastic Cement as needed. e) Install Soprema Elastocol 500 Primer as needed. f) Install Soprema Alsan Liquid Flashing System as needed. g) Install Soprema Polyfleece as needed. h) Install Soprema Soprawalk Walkpads where needed. i) Install Splash Blocks where needed. j) Install 24 ga. Pre-Finished Steel Gutters, verify size and profile in the field. k) Install 24 ga. Pre-Finished Steel Downspouts, verify size and profile in the field. l) Install 24 ga. Pre-Finished Steel counter flashing, drip edge, scuppers, face plate, and any roofrelated flashings. m) Install Pressure-Treated Wood Blocking and Cant Strips as needed. n) Install OMG termination bar as required. o) Install new Skylights. | Section 077200 - Roof Accesories Section 061000 - Rough Carpenty Section 075216 - SBS Modified Bituminous Membrane Section 076200 - Sheet Metal Flashing and Trim | SBS Roof System Styrene-Butadiene-Styrene (SBS) Modified Bituminous Membrane Roofing Cementitious Wood Fiber Deck Soprema Duotack SPF Adhesive Sopra-ISO Flat Polyiso Insulation Sopra-ISO Tapered Polyiso Insulation Sopraboard Cover Board Sopralene Flam 180 Sopralene Flam 180 FR GR Sopramastic SBS Elastic Cement Elastocol 500 Primer Alsan Liquid Flashing System Polyfleece Soprawalk Walkpads Splash Blocks Pre-Finished Steel Gutters Pre-Finished Steel Downspouts Pressure-Treated Wood Blocking OMG Termination Bar
GC SU Reroof J.B. Moore Hall & Roof Preservation of Ronald E. McNair Office |  | Andrea M | Roofing Solutions | 801 HARDING BLVD, LA 70807 | DIDIER ARCHITECTURE, LLC | 200 | SBS | SOPREMA | MODIFIED BITUMEN MEMBRANE ROOFING SYSTEM SUMMARY I. Section 07 52 00 - Modified Bitumen Membrane Roofing System. Modified Bitumen Membrane Roofing System Over Existing Metal Deck @ JB Moore Hall. A. Demo existing roof system down to deck, inspect existing deck and replace any rotten or damage deck as required. B. Install Pressure-treated wood blocking at curbs and roof edges as required. C. Mechanically fasten the following with Soprema #14 MP Fastener and Soprema 3” Metal Insulation Plate: - 1/4" Slope Soprema Sopra-Iso Tapered Polyiso Insulation. - 1/2" Slope Soprema Sopra-Iso Tapered Polyiso Insulation (At Crickets). - 1/4" Soprema Sopraboard Cover Board. D. Hot-mop Soprema Sopralene 180 sanded 2.2 (Base Ply and Stripping Ply). E. Hot- mop Soprema Sopralene 180 FR GR (Cap Ply). F. Torch-apply Soprema Sopralene Flam 180 (Base Flashing). G. Torch-apply Soprema Sopralast 50 TV Alu (Cap Flashing). H. Install Soprema Alsan Liquid Flashing System at pipe penetrations and roof drains with the following materials: - Soprema Alsan Liquid Flashing (Top Coat). - Soprema Polyfleece. - Soprema Alsan Liquid Flashing (Base Coat). I. Install Bilco Roof Hatch Type “S” and Precision Fixed Ladder. J. Paint Bilco Roof Hatch. K. Install Pemko 177-P Door Threshold at roof “B” and flashing to be replaced. L. Reglaze existing curtain wall panel and replace sealant at roof “B”. M. Repair and seal existing through wall flashing as needed at existing curtain wall system at roof “B”. N. Existing Exhaust Fan Cover to remain. O. Existing Satellite Dish to remain. P. Install J.R Smith Roof drain and strainer. Q. All roof penetrations that are no longer required shall be capped. Verify with Architect/Owner. R. Install 24 Ga. Prefinished Steel, Gravel Guard, Drip Edge, Counter Flashing, door flashing, and any other roof related flashing and trim. Section 075200 - Modified Bitumen Membrane Roofing System. Modified Bitumen Membrane Roofing System Over Existing Wood Deck @ Ronald E. McNair. A. Demo existing roof system down to deck, inspect existing deck for damage and replace any rotten or damage deck as required. B. Install Pressure-treated wood blocking at curbs and roof edges as required. C. Attach Soprema Sopra G (Base Sheet) w/ Plastic Cap Roofing Nail. D. Mechanically fasten the following with Soprema #14 MP Fastener and Soprema 3” Metal Insulation Plate: • 1/4" Slope Soprema Sopra-Iso Tapered Polyiso Insulation. • 1/2" Slope Soprema Sopra-Iso Tapered Polyiso Insulation (At Crickets). • 1/4" Soprema Sopraboard Cover Board. E. Hot-mop Soprema Sopralene 180 sanded 2.2 (Base Ply and Stripping Ply). F. Hot- mop Soprema Sopralene 180 FR GR (Cap Ply). G. Torch-apply Soprema Sopralene Flam 180 (Base Flashing). H. Torch-apply Soprema Sopralast TV Alu (Cap Flashing). I. Soprema Lastobond Shield HT under copings at parapets. J. Install Soprema Alsan Liquid Flashing System at pipe penetrations with the following materials: • Soprema Alsan Liquid Flashing (Top Coat). • Soprema Polyfleece. • Soprema Alsan Liquid Flashing (Base Coat). K. Replace Galvanized Commercial Grade Exhaust Fan Cover. L. Install 1/4” Soprema Sopraboard at parapets. M. Install Soprema Alsan RS 230 Liquid Flashing System at parapet with the following materials: • Soprema Alsan RS 230 Flash (Top Coat). • Soprema RS Fleece. • Soprema Alsan RS 230 Flash (Base Coat). N. All roof penetrations that are no longer required shall be capped. Verify with Architect/Owner. O. Install 24 Ga. Prefinished Steel Coping, Gravel Guard, Scupper, Gutter, Downspout, Conductor Head and any other roof related flashing and trim. | 07 52 00 - MODIFIED BITUMINOUS MEMBRANE 07 92 00 - SEALANT AND CAULKING 05 51 11 - FIXED ALUMINUM LADDER 06 10 00 - ROUGH CARPENTRY 07 62 00 - SHEET METAL FLASHING AND TRIM 07 71 00 - ROOF SPECIALTIES | Modified Bitumen Membrane Roofing System Existing Metal Deck JB Moore Hall Pressure-treated Wood Blocking Soprema #14 MP Fastener Soprema 3” Metal Insulation Plate Sopra-Iso Tapered Polyiso Insulation Sopraboard Cover Board Sopralene 180 Sanded Sopralene 180 FR GR Sopralene Flam 180 Sopralast 50 TV Alu Alsan Liquid Flashing System Bilco Roof Hatch Type “S” Precision Fixed Ladder Pemko 177-P Door Threshold J.R Smith Roof Drain Prefinished Steel Flashing Ronald E. McNair Sopra G Base Sheet
OLGMC New Generator Facility & Med Gas Yard Relocation |  | Andrea M | Roofing Solutions | 1211 COOLIDGE STREET, LAFAYETTE, LA 70503 | MBSB GROUP ARCHITECTURE-INTERIOR DESIGN | 32.37 | SBS | SOPREMA | II. Section 077100 – Roof Specialties a) PAC CLAD Flat Sheet Data b) PAC CLAD Color Chart (Please select color for 24 ga. Pre-Finished Steel drip edges, gravel stop, coping caps, gutters, downspouts and all roof related sheet metal flashing and trim) c) Intertek Certificate of Compliance (For Contractor´s ES-1 Tested Metals) d) Intertek Label Placement Diagram (For Contractor´s ES-1 Tested Metals) e) Intertek Certification Listing (For Contractor´s ES-1 Tested Metals) f) Chem Link DuraLink Data Sheet g) Chem Link DuraLink Color Chart (Please select color for SBS roof related metals sealant) h) PAC CLAD 20 Year Finish Warranty Sample I. SBS Modified Bitumen Roof System over new structurally sloped metal deck @ Generator Bldg Roof a) Simultaneously mechanically fasten 2-Layers of 1.5” Soprema SopraISO Flat Polyiso Insulation and 1/4” Soprema Sopraboard Coverboard with Soprema #14 Fasteners and 3” Insulation Plates b) Cold apply Soprema Sopralene 180 Sanded 2.2 (Base ply, Base flashing & Stripping ply) with Soprema Colply Adhesive c) Cold apply Soprema Sopralene 180 FR GR (Cap ply & Cap flashing) with Soprema Colply Flashing Cement d) Apply Soprema N°11 standard roofing white granules to cover exuded bead at membrane laps e) Install 24 ga. Pre-Finished Steel ES-1 Tested edge metals, coping caps f) Install 24 ga. Pre-Finished Steel gutters and downspouts and all roof related sheet metal flashings and trim . | Section 077100 – Roof Specialties | Roof Specialties PAC CLAD Flat Sheet Data Color Chart Pre-Finished Steel Drip Edges Gravel Stop Coping Caps Gutters Downspouts Sheet Metal Flashing Trim Intertek Certificate of Compliance ES-1 Tested Metals Label Placement Diagram Certification Listing Chem Link DuraLink Data Sheet 20 Year Finish Warranty SBS Modified Bitumen Roof System
OMC Radiation Oncology Renovation-2nd |  | Andrea M | Roofing Solutions | 1516 JEFFERSON HWY NEW ORLEANS, LA 70121 | ROZAS WARD ARCHITECTS | 25.02 | SBS | SOPREMA | I. SBS Roof System Over Existing Flat Metal Deck @ Entry, waiting area and check-in areas. A. Mechanically attached 1/2" Georgia-Pacific Densdeck Prime Roof Board (substrate board) along with flat polyiso insulation. B. Torch-apply Soprema Elastophene SP 2.2 (Vapor Retarder) over entire substrate board. C. Mechanically attached 2.5” Soprema Sopra-Iso Flat Polyiso Insulation with Soprema #14 MP Fastener and Soprema 3” Metal Insulation Plate. D. Hot-mop with Valero Type IV Asphalt the following: • 1/4" Slope Soprema Sopra-Iso Tapered Polyiso Insulation. • 1/2" Slope Soprema Sopra-Iso Tapered Polyiso Insulation (Crickets). • 1/4” Soprema Sopraboard (CoverBoard). E. Hot-mop Soprema Elastophene HS Sanded (Base Ply) with Valero Type IV Asphalt. F. Hot-mop Soprema Elastophene HS FR GR (Cap ply) with Valero Type IV Asphalt. G. Adhere Soprema Elastophene HS Sanded (Base Flashing and Stripping Ply) with Soprema Colply Adhesive. H. Torch-apply Soprema Sopralast 50 TV ALU (Cap Flashing). I. Install 39”x39” Soprema Soprawalk walk pads, indicated at roof plan. J. Install Soprema Alsan Liquid Flashing System at all pipe penetrations and roof drains with the following materials: • Soprema Alsan Liquid Flashing (Base Coat). • Soprema Polyfleece. • Soprema Alsan Liquid Flashing (Top Coat). K. Install 3/4" Pressure-treated plywood at parapet wall. L. Reuse counter flashings and replace with 24 Ga. Prefinished Steel when necessary. M. Install 24 Ga. Prefinished Steel roof related flashing and trim. I. SBS Roof System Over Existing Concrete Deck @ Imaging control and vault areas. A. Prime entire roof deck. B. Torch-apply Soprema Elastophene SP 2.2 (Vapor Retarder) over entire deck. C. Hot-mop with Valero Type IV Asphalt the following: • 2.5” Soprema Sopra-Iso Flat Polyiso Insulation. • 1/4" Slope Soprema Sopra-Iso Tapered Polyiso Insulation. • 1/2" Slope Soprema Sopra-Iso Tapered Polyiso Insulation (Crickets). • 1/4” Soprema Sopraboard (CoverBoard). D. Hot-mop Soprema Elastophene HS Sanded (Base Ply) with Valero Type IV Asphalt. E. Hot-mop Soprema Elastophene HS FR GR (Cap ply) with Valero Type IV Asphalt. F. Adhere Soprema Elastophene HS Sanded (Base Flashing and Stripping Ply) with Soprema Colply Adhesive. G. Torch-apply Soprema Sopralast 50 TV ALU (Cap Flashing). H. Install Soprema Liquid Flashing System at pipe penetrations and roof drains with the following materials: • Soprema Alsan Liquid Flashing (Base Coat). • Soprema Polyfleece. • Soprema Alsan Liquid Flashing g (Top Coat). I. Reuse cap divider and counter flashings and replace with 24 Ga. Prefinished Steel where damaged. J. Install 24 Ga. Prefinished Steel roof related flashing and trim. | Section 074243 - Composite Wall Panels Section 075216 - SBS Membrane Roofing Section 061000 - Rough Carpentry Section 076200 - Sheet Metal Flashing and Trim | Roof System Flat Metal Deck Georgia-Pacific Densdeck Prime Roof Board Polyiso Insulation Soprema Elastophene SP 2.2 Vapor Retarder Mechanically Attached Sopra-Iso Flat Polyiso Insulation Metal Insulation Plate Hot-mop Valero Type IV Asphalt Tapered Polyiso Insulation Crickets Sopraboard Elastophene HS Sanded Base Ply Elastophene HS FR GR Cap ply Sopralast 50 TV ALU Liquid Flashing System
Pix & Pins, Jackson, MS |  | Andrea M | Roofing Solutions | 3011 N STATE ST. JACKSON, MS 39216 | WIER BOERNER ALLIN ARCHITECTURE, PLLC | 206.08 | SBS | SOPREMA | Roof Assembly #1 and #2 • SBS Modified Bitumen Roofing System Simultaneously mechanically fasten to steel deck: o 1/2” Coverboard (per plans) o 1/4” Tapered Insulation (at roof assembly #2 only) o (2) Layers of 2” Polyiso Insulation Roof Assembly #3 and #4 • SBS Modified Bitumen Roofing System Simultaneously mechanically fasten to wood deck: o 1/2” Coverboard (per plans) o 1/4” Tapered Insulation (at roof assembly #4 only) o (2) Layers of 2” Polyiso Insulation o Base sheet Roof Assembly #5 • SBS Modified Bitumen Roofing System o Base sheet • Stainless steel mesh screen with stainless steel draw band (per detail 1/A401) • 24 Ga. Prefinished steel Prefabricated coping (color: manufacturer’s standard colors) • 24 Ga. Prefinished steel gravel stop, expansion joint, gutters and downspouts (color: manufacturer’s standard colors) • Shop drawings and warranties per specifications • Price above allows for a maximum of 2 mobilizations* • Fall protection and safety procedures per OSHA standards • This price includes standard Commercial liability insurance • 100% MBE Participation | Section 07.5216-001 - SBS Modified Bituminous Roofing Section 07.6200-001 - Sheet Metal Flashing and Trim | Roof Assembly SBS Modified Bitumen Roofing System Mechanically fasten Steel deck Coverboard Tapered Insulation Polyiso Insulation Wood deck Base sheet Stainless steel mesh screen Draw band 24 Ga. Prefinished steel Prefabricated coping Gravel stop Expansion joint Gutters Downspouts Shop drawings Warranties Fall protection
RTA Canal Street Fery Terminal-5th |  | Andrea M | Roofing Solutions | 54 Canal Street Intersection of Convention Center Blvd. and Canal St. New Orleans, LA 70130 | INFINITY ENGINEERING CONSULTANTS, LLC | 32.25 | SBS | SOPREMA | I. SBS Roof System over Toris Roof Deck System @ Main Roof a) Apply Soprema Elastocol Stick Zero Primer over entire toris deck. b) Install self-adhering Soprema Sopravp’r Vapor Barrier over Toris Deck. c) Adhere the following roofing components with Soprema Duotack SPF insulation adhesive: - 1 Layer of 5/8” GP DensDeck Prime Substrate board. - 1 Layers of 2” Soprema Sopra-Iso Polyiso Insulation. - 1 Layers of 1.5” Soprema Sopra-Iso Polyiso Insulation. - 1 Layer of ¼” Soprema Sopra-Iso Tapered Insulation. - 1 Layer of 5/8” GP DensDeck Prime Cover board. d) Torch-applied Soprema Elastophene Flam HR 3.0 base ply. e) Torch-applied Sopralene Flam 350 FR GR cap and cap flashing. f) Apply Soprema Elastocol Stick Zero Primer over all vertical surfaces. g) Install self-adhering Soprema Sopralene Stick stripping ply and base flashing. h) Install Soprema Soprawalk pads where indicated in plans. i) Install Soprema Alsan Liquid Flashing System at roof penetrations. II. SBS Roof System over Structurally Flat Metal Deck @ Stairs Towers a) Apply Soprema Elastocol Stick Zero Primer over entire metal deck b) Install self-adhering Soprema Sopravp’r Vapor Barrier over metal deck c) Simultaneously fasten the following roofing components with Soprema #14 MP fasteners and 3” insulation plates: - 1 Layer of ¼” slope Soprema Sopra-Iso Polyiso tapered insulation start at 1.5” thickness. - 1 Layer of 5/8” GP DensDeck Prime Coverboard. d) Torch-applied Soprema Elastophene Flam HR 3.0 base ply. e) Torch-applied Sorprema Sopralene Flam 350 FR GR cap and cap flashing. f) Install self-adhering Soprema Sopralene Stick stripping ply. g) Install Soprema Alsan Liquid Flashing System at roof penetrations h) Install 0.050” Prefinished Aluminum gravel guard. i) Install 0.032” Prefinished Aluminum gutters and downspouts. III. SBS Roof System over Existing Concrete Deck @ Electrical Vault j) Install Soprema Sopralene 180 Sanded vapor barrier over concrete deck adhered with Soprema Colply Adhesive. k) Adhere the following roofing components with Soprema Duotack SPF insulation adhesive: - 1 Layer of ¼” Soprema Sopra-Iso Tapered Insulation start at 1.5” thickness. - 1 Layer of 5/8” GP DensDeck Prime Cover board. l) Torch-applied Soprema Elastophene Flam HR 3.0 base ply. m) Torch-applied Soprema Sopralene Flam 350 FR GR cap and cap flashing. n) Install self-adhering Soprema Sopralene Stick stripping ply. o) Install Soprema Alsan Liquid Flashing System at roof penetrations. p) Install 0.050” Prefinished Aluminum roof edge and all roof-related flashings and trims. IV. Internal Gutter @ Canopy (per detail 6/Z5.2) a) Install Soprema Sopra-Iso Polyiso insulation under gutter. b) Install self-adhering Soprema Sopravp’r Vapor Barrier. c) Install 20 ga. Stainless Steel gutter. d) Install 22 ga. Prefinished Steel flashing. I. Sheet Metal at Main Roof a) Install 0.050” Prefinished Aluminum counterflashing II. Sheet Metal at Stairs Towers a) Install 0.050” Prefinished Aluminum gravel guard. b) Install 0.050” Prefinished Aluminum gutters. c) Install 0.032” Prefinished Aluminum downspouts. III. Sheet Metal at Electrical Vault b) Install 0.050” Prefinished Aluminum gravel guard. IV.Sheet Metal at Internal Gutter @ Canopy (per detail 1/A51.20) a) Install 20 ga. Stainless Steel gutter. b) Install 22 ga. Prefinished Steel through wall flashing. | Section 075216 – SBS Modified Bituminous Membrane Section 076200 – Sheet Metal Flashing and Trim section 075216 - SBS Modified Bituminous Membrane - Vapor Barrier Data Sheet | SBS Roof System Toris Roof Deck System Soprema Elastocol Stick Zero Primer Soprema Sopravp’r Vapor Barrier Duotack SPF Insulation Adhesive GP DensDeck Prime Substrate board Sopra-Iso Polyiso Insulation Sopra-Iso Polyiso Tapered Insulation GP DensDeck Prime Cover board Elastophene Flam HR 3.0 base ply Sopralene Flam 350 FR GR cap and cap flashing Sopra-Iso Polyiso tapered insulation Metal Deck #14 MP fasteners Alsan Liquid Flashing System Prefinished Aluminum gravel guard Prefinished Aluminum gutters Prefinished Aluminum downspouts 20 ga. Stainless Steel gutter 22 ga. Prefinished Steel flashing
GC Martco Chopin Plywood Plant |  | Andrea M | Roofing Solutions | 1695 LA 490 CHOPIN, LA | METALLIC BUILDING COMPANY | 536 | INSULATED METAL ROOF | KINGSPAN | (1) Roof Replacement Area A: $1,611,276 • Adhere to all Osha safety protocols & safety protocols set by Martco/Roy O’Martin during project duration • Provide and install 50’X50’ coverage of 3.5” base net with 17000lb drop test load rating & 50’X50’ coverage of 1/16” debris liner over (3) dryer infeed locations • Remove existing roof system down to existing roofing sub-framing as indicated on RFP (Request For Proposal); owner to handle disposal • Remove existing damaged purlins - utilizing a crane to lift and remove purlins to insure they are safely suspended and handled when unfastened from structure - up to 2400 LNFT included in base bid; owner to handle disposal • Supply and install new cold formed galvanized purlins matching existing specifications for roofing sub-frame system – utilizing a crane to lift and place purlins in location insuring they are safely suspended and handled until they are securely fastened to structure – up to 2400 LNFT included in base bid • Supply and install new Kingspan 24 ga steel insulated metal roof panel system per specifications listed on RPF & coordinating directly with Kingspan as a certified Kingspan installer • Supply and install new 3”X4” angle at purlins as per Kingspan’s requirements for installation at all panel joints; gauge of angle to be installed to match existing purlins • Supply and install new pre-manufactured 24 ga pre-finished steel eave & rake trim per manufacturer’s installation instructions • Supply & install (1) 63” X 63” roof curb with needed additional structural support for curb at this location (2) Roof Replacement Area B: $227,985 • Adhere to all Osha safety protocols & safety protocols set by Martco/Roy’O’Martin during project duration • Remove ~51 SQRS of existing R-Panel roof system down to existing roofing sub-framing, as indicated on RFP (Request for Proposal); owner to handle disposal • Remove existing damaged purlins – utilizing a crane to lift and remove purlins to insure they are safely suspended and handled when unfastened from structure – up to 400 LNFT included in base bid; owner to handle disposal • Supply and install new galvanized cold formed purlins for roofing sub-framing system – Utilizing a crane to lift and place purlins in location, insuring they are safely suspended and handled until they are securely fastened to the structure – up to 400 LNFT included on base bid • Supply and install (1) layer of 1” of ridge board insulation to match existing • Supply and install new 24 ga R-panel roofing system with Galvalume finish matching existing metal roof panel profile • Supply and install new 24 ga pre-finished headwall trim to match existing • Provide 2-year contactors workmanship warranty (3) Roof Replacement Area C: $138,235 • Adhere to all Osha safety protocols & safety protocols set by Martco/Roy’O’Martin during project duration • Remove ~91 SQRS of existing R-Panel roof system down to existing roofing sub-framing, as indicated on RFP (Request for Proposal); owner to handle disposal • Supply and install (1) layer of 1” of ridge board insulation to match existing • Supply and install new 24 ga R-panel roofing system with Galvalume finish matching existing metal roof panel profile • Detail “Section B/E5” to be followed in regard to the expansion panel lap • Provide 2-year contactors workmanship warranty (4) Gutter and Downspout System within Interior Space at Dryers 4&5: $8,760 • Fabricate and install 125LNFT of Kynar coated 24ga 8” gutter • Fabricate and install (6) downspouts and kickouts ~20’feet in length each, locations to be directed by owner • Provide 2-year contactors workmanship warranty |  |  | *
Saints - Cafeteria & Viewing Area-2nd |  | Andrea M | Roofing Solutions | 5800 Airline Drive, Metairie, LA 70003 | WOODWARD DESIGN GROUP | 70.5 | SBS | SOPREMA | I. SBS Roofing System over sloped metal deck a) Mechanically attach the following materials w/ Soprema Soprafix #14 MP fasteners and Soprema Soprafix 3” Insulation Plates: - (1) Layer of 2.0” Soprema Sopra-Iso Flat Polyiso Insulation. - (1) Layer of 1.5” Soprema Sopra-Iso Flat Polyiso Insulation. - 1/2” Slope Soprema Sopra-Iso Tapered Polyiso Insulation (crickets only). - 1/2” Georgia Pacific Densdeck Primer Roof Board (coverboard). b) Adhere Soprema Sopralene 180 Sanded (base ply) w/ Soprema Colply Adhesive. c) Install Soprema Sopralene 180 PS (flashing base ply and stripping ply) w/ Soprema Colply Flashing Cement. d) Adhere Soprema Sopralene 180 FR GR (cap ply) w/ Soprema Colply Adhesive. e) Torch apply Soprema Sopralast 50 TV Alu (flashing cap ply). f) Install Soprema Elastocol 500 Primer at roof edges. g) Install Soprema SBS Elastic Cement at roof edges. h) Install Soprema Sopramastic SP1 at drip edges. i) Install Soprema Alsan Liquid Flashing System at all roof-related penetrations: - Soprema Alsan Liquid (Base Coat) - Soprema Alsan Polyfleece - Soprema Alsan Liquid Flashing (Top Coat) j) Install Soprema Soprawalk Walkpads k) Install Perlite Cant Strip. l) Install 24 Ga. Pre-finished Steel 6”x6” gutter, where it is indicated. m) Install 24 Ga. Pre-finished Steel 8”x6” downspouts, where it is indicated. n) Install 24 Ga. Pre-finished Steel 4”x3” downspouts, where it is indicated. o) Install 24 Ga. Pre-finished Steel counter flashing, edge flashings and any roof-related flashing. p) Install 22 Ga. Pre-finished Steel coping and gravel stops. q) Install splash block onto downspouts locations where it is indicated. r) Install (1) Acudor RHG Equipment Access Roof Hatch 48” x 48”. | Section 70 5216 (SBS) Modified Bituminous Membrane Roofing | SBS Roofing System Metal deck Soprema Soprafix #14 MP fasteners Soprema Soprafix 3” Insulation Plates Soprema Sopra-Iso Flat Polyiso Insulation Sloped insulation Soprema Sopralene 180 Sanded Soprema Colply Adhesive Soprema Sopralene 180 PS Soprema Colply Flashing Cement Soprema Sopralene 180 FR GR Torch application Soprema Sopralast 50 TV Alu Soprema Elastocol 500 Primer Soprema SBS Elastic Cement Soprema Sopramastic SP1 Soprema Alsan Liquid Flashing System Soprema Soprawalk Walkpads Perlite Cant Strip Pre-finished Steel roofing components
Slidell Memorial Hospital Addition |  | Andrea M | Roofing Solutions | 1001 Gause Blvd, Slidell, LA 70458 | Sizeler Thompson Brown Architects | 204.3 | SBS | GARLAND | SBS Roof System over metal deck @ main roof, second floor roof and tower roof a) Flash penetrations @ Relocated EF & New RTU @ ED Cardio Roof w/ Garland Tuff Flash liquid flashing and Grip Polyester Firm b) Mechanically fasten the following materials w/ Soprema #15 HD fasteners and Soprema 3” Metal Insulation Plate: − (1) layer of 2.0” Soprema Sopra-Iso Flat Polyiso Insulation − (1) layer of 1.5” Soprema Sopra-Iso Flat Polyiso Insulation − 1/4” slope Soprema Sopra-Iso Tapered Polyiso Insulation (as needed) − 1/2” slope Soprema Sopra-Iso Tapered Polyiso Insulation (crickets) − ½” USG Securock Brand Gypsum-FIber Roof Board (Cover Board) c) Torch-applied Garland HPR Glasbase (Base Ply, Base Flashing and Stripping Ply) d) Torch-applied Garland StressPly IV UV Mineral Membrane (Cap Ply & Cap Flashing) e) Install Walkway pads at indicated areas only f) Set all edge metals horizontal flanges in Garland Silverflash and Garland Garmesh g) Prime upper side of the flange w/ Garland GarlaPrime h) Apply Garland Garla-Flex sealant at roof edges and pipe penetrations i) Install 4lb 30” sq. min. lead flashing set in Garland Silverflash and Garland Garmesh. Prime upper side w/ Garland GarlaPrime @ roof drains and pipe penetrations j) Install 0.050” pre-finished aluminum Copings and Edge Flashings w/ 0.050” aluminum cleats k) Install 0.040” pre-finished aluminum gutters & downspouts l) Install 24 Ga. Pre-finished steel counter flashing m) Install 24 Ga. stainless steel overflow scuppers n) Install Construction Specialties Expansion joints model RJTW-200 @ EJ-6 & EJ-6A o) Remove and reinstall Salvaged Gutter System per 7/A373 p) Install 2 splash guards II. SBS Roof System over structurally sloped metal deck @ stair roof q) Mechanically fasten the following materials w/ Soprema #15 HD fasteners and Soprema 3” Metal Insulation Plate: − (1) layer of 2.0” Soprema Sopra-Iso Flat Polyiso Insulation − (1) layer of 1.5” Soprema Sopra-Iso Flat Polyiso Insulation − ½” USG Securock Brand Gypsum-FIber Roof Board (Cover Board) r) Torch-applied Garland HPR Glasbase (Base Ply, Base Flashing and Stripping Ply) s) Torch-applied Garland StressPly IV UV Mineral Membrane (Cap Ply & Cap Flashing) t) Set all edge metals horizontal flanges in Garland Silverflash and Garland Garmesh u) Prime upper side of the flange w/ Garland GarlaPrime v) Install 0.050” pre-finished aluminum Copings and Edge Flashings w/ 0.050” aluminum cleats w) Install 0.040” pre-finished aluminum gutters & downspouts | Section 07 5200 – Modified Bitumen Roofing Section 07 6200 – Sheet Metal Flashing and Trim Product Section 07 9513 - Architectural Expansion Joint Systems | SBS Roof System Metal deck Flash penetrations EF (Edge Flashing) RTU (Roof-Top Unit) Garland Tuff Flash Grip Polyester Firm Mechanically fasten Soprema #15 HD fasteners Soprema 3” Metal Insulation Plate Polyiso Insulation Tapered Polyiso Insulation USG Securock Brand Gypsum-Fiber Roof Board Torch-applied HPR Glasbase StressPly IV UV Mineral Membrane Walkway pads Edge metals Garla-Flex sealant Expansion joints
Third Circuit Court HL Bldg & Site Repairs |  | Andrea M | Roofing Solutions | 1000 Main Street Lake Charles, LA 70615 | Randy M. Goodloe, AIA, APAC | 64 | SBS | SOPREMA | I. Soprema SBS Roof System over Structurally Sloped Metal Deck a) Mechanically attach over existing roof system the following materials with Soprema Soprafix #14 MP Fasteners and 3” Soprema Soprafix Metal Plates: (2) Layers of 2” Soprema Sopra-Iso Flat Polyiso Insulation. -1/2" Slope Soprema Sopra-Iso Tapered Polyiso Insulation for crickets only. -1/4” Soprema Sopraboard Cover Board. b) Hot mop Soprema Sopralene 180 Sanded 2.2 Base Ply with Valero Type IV Hot Asphalt. c) Torch apply Soprema Sopralene Flam 180 Base Flashing and Stripping Ply. d) Hot mop Soprema Sopralene 180 FR GR Cap Ply with Valero Type IV Hot Asphalt. e) Torch apply Soprema Sopralast 50 TV ALU Cap Flashing. f) Install Soprema Alsan Liquid Flashing System at all roof penetrations. g) Install 24 ga. pre-finished steel gravel guard and coping caps (color to match existing). h) Install 24 ga. pre-finished steel scuppers. | Section 075216 – SBS MODIFIED BITUMEN ROOF MEMBRANE Section 076200 – Sheet Metal Flashing and Trim | Soprema SBS Roof System Structurally Sloped Metal Deck Soprafix #14 MP Fasteners Soprafix Metal Plates Sopra-Iso Flat Polyiso Insulation Slope Sopra-Iso Tapered Polyiso Insulation Crickets Sopraboard Cover Board Hot mop Sopralene 180 Sanded 2.2 Base Ply Valero Type IV Hot Asphalt Torch apply Sopralene Flam 180 Base Flashing Stripping Ply Sopralene 180 FR GR Cap Ply Sopralast 50 TV ALU Cap Flashing Alsan Liquid Flashing System Pre-finished steel gravel guard
GC Mobile Lumber Roofing Project, AL |  | Andrea M | Roofing Solutions | - | - | - | TPO | - | 1. Install squared EPS Flute Fill insulation. 2. Install 1” polyisocyanurate coverboard preliminary fastened. 3. Install 60mil TPO Mechanically attached w/purlin fasteners. 4. Install 60mil TPO Curb, Drain & wall flashings per Mfg. details. 5. Install 24g Edge Metal, Coping, gutters, and downspouts. 6. Demolition of existing roof panels to accommodate wood blocking. |  |  | *
Truman Early Childhood Center - CD-2nd |  | Andrea M | Roofing Solutions | 1210WEST WILLOW STREET, LAFAYETTE, LA 70506 | GRACE HEBERT CURTIS ARCHITECTS,APAC | 782.1 | SBS | SOPREMA | Section 075200 – MODIFIED BITUMINOUS MEMBRANE ROOFING I. SBS Roof System over structurally metal deck @ low roofs a) Mechanically attach 1/2” Georgia-Pacific DensDeck Prime Roof Board at Roof Parapets. b) Mechanically attach the following materials w/ Soprema Soprafix #14 MP fasteners and Soprema Soprafix 3” Insulation Plates: - (1) Layer of 2” Soprema Sopra-Iso Flat Polyiso Insulation (20 PSI). - 1/4” Slope Soprema Sopra-Iso Tapered Polyiso Insulation. - 1/2” Slope Soprema Sopra-Iso Tapered Polyiso Insulation (crickets only). - 1/4" Soprema Sopraboard (Cover board). c) Torch apply Soprema Sopralene Flam 180 (base ply, flashing base ply, stripping ply). d) Torch apply Soprema Sopralene Flam 180 FR GR (cap ply, flashing cap ply). e) Install Soprema Elastocol 500 Primer at roof edges and roof drains. f) Install Soprema SBS Elastic Cement at roof edges and roof drains. g) Install Soprema Sopramastic SP1 at drip edges. h) Install Soprema Alsan Liquid Flashing System at all roof-related penetrations and roof drains. i) Install Soprema Soprawalk Walkpads. j) Install 0.032” Pre-finished Aluminum drip edge, gutter, downspouts, counterflashing, gravel stop, collector box, expansion joints, wind clips, and any roof-related flashings. k) Install 0.050” Pre-finished Aluminum coping cap. l) Install 0.032” Pre-finished Aluminum 4” wide wind clips @ 40” o.c at counter flashing only. m) Install 24 Ga. Stainless Steel scuppers. n) Install 0.032” Pre-finished aluminum flashing over brick rowlock (Details 7,8,9/A410). o) Install pressure-treated wood blocking. p) Install Bilco Leaf Roof Access Hatch Type F-50TB 48”x48”. q) Install splash block onto downspouts locations. II. SBS Roof System over sloped metal deck @ high roofs a) Mechanically attach the following materials w/ Soprema Soprafix #14 MP fasteners and Soprema Soprafix 3” Insulation Plates: - (2) Layers of 2” Soprema Sopra-Iso Flat Polyiso Insulation (20 PSI). - 1/4" Soprema Sopraboard (Cover board). b) Torch apply Soprema Sopralene Flam 180 (base ply, flashing base ply, stripping ply). c) Torch apply Soprema Sopralene Flam 180 FR GR (cap ply, flashing cap ply). d) Install Soprema Elastocol 500 Primer at roof edges and roof drains. e) Install Soprema SBS Elastic Cement at roof edges. f) Install Soprema Sopramastic SP1 at drip edges. g) Install Soprema Alsan Liquid Flashing System at all roof-related penetrations. h) Install Soprema Soprawalk Walkpads. i) Install 0.032” Pre-finished Aluminum drip edge, gutter, downspouts, counterflashing, gravel stop, collector box, and any roof-related flashings. III. SBS Roof System over 1 ½” sloped metal deck @ Entry Canopy a) Mechanically attach the following materials w/ Soprema Soprafix #14 MP fasteners and Soprema Soprafix 3” Insulation Plates: - 1/4" Soprema Sopraboard (Cover board). b) Torch apply Soprema Sopralene Flam 180 (base ply, flashing base ply, stripping ply). c) Torch apply Soprema Sopralene Flam 180 FR GR (cap ply, flashing cap ply). d) Install Soprema Elastocol 500 Primer at roof edges. e) Install Soprema SBS Elastic Cement at roof edges. f) Install Soprema Sopramastic SP1 at drip edges. g) Install 0.032” Pre-finished Aluminum drip edge, gutter, downspouts, gravel stop, and any roof-related flashings. h) Install splash block onto downspouts locations. | Section 075200 – MODIFIED BITUMINOUS MEMBRANE ROOFING Section 076200 – SHEET METAL FLASHING AND TRIM Section 074213 Metal Wall and Soffit Section 074213 Metal Wall Panels | Modified Bituminous Membrane Roofing SBS Roof System Structurally Metal Deck Georgia-Pacific DensDeck Prime Roof Board Soprema Soprafix #14 MP Fasteners Soprema Soprafix 3” Insulation Plates Soprema Sopra-Iso Flat Polyiso Insulation Soprema Sopra-Iso Tapered Polyiso Insulation Soprema Sopraboard (Cover board) Soprema Sopralene Flam 180 Soprema Sopralene Flam 180 FR GR Soprema Elastocol 500 Primer Soprema SBS Elastic Cement Soprema Sopramastic SP1 Soprema Alsan Liquid Flashing System Soprema Soprawalk Walkpads Pre-finished Aluminum Drip Edge Pre-finished Aluminum Coping Cap Stainless Steel Scuppers Bilco Leaf Roof Access Hatch Type F-50TB
University View Academy - Lynx Den |  | Andrea M | Roofing Solutions | 4664 Jamestown Avenue #100, Baton Rouge, LA 70808 | GRACE HERBERT CURTIS ARCHITECTS, APAC | 62.43 | SBS | SOPREMA | Section 075200 – Modified Bituminous Membrane Roofing I. SBS Roof System over existing flat metal deck @ Main Roof. a) Mechanically attach the following materials w/ Soprema #14 MP Fasteners and 3” Metal Insulation Plates: - 1/4” slope Soprema Sopra-Iso Tapered Polyiso Insulation starting at “Y” board - 1/2” slope Soprema Sopra-Iso Tapered Polyiso Insulation (crickets only) - 1/4” Soprema Sopraboard (Cover Board) b) Torch-apply Soprema Sopralene Flam 180 (Base Ply, Base Flashing and Stripping Ply. c) Torch-apply Soprema Sopralene Flam 180 FR GR (Cap Ply and Cap Flashing). d) Prime all vertical concrete/CMU/brick substrates and metal horizontal flanges w/ Soprema Elastocol 500 Primer. e) Install Soprema Alsan Liquid Flashing System at all pipe penetrations. f) Install 0.032” pre-finished aluminum counter flashings, gutters and downspouts. g) Install 0.050” pre-finished aluminum gravel guard w/ 4” overlap joint. h) Install concrete splash block wherever downspout discharges onto the ground. | Section 075200 Modified Bituminous Membrane Roofing Section 076200 Sheet Metal Section 077100 Roof Specialties | Modified Bituminous Membrane Roofing SBS Roof System Flat Metal Deck Mechanically Attach Soprema #14 MP Fasteners 3” Metal Insulation Plates Sopra-Iso Tapered Polyiso Insulation "Y" Board Crickets Sopraboard (Cover Board) Torch-apply Sopralene Flam 180 Base Ply Base Flashing Stripping Ply Cap Ply Cap Flashing Elastocol 500 Primer Alsan Liquid Flashing System Pre-finished Aluminum Counter Flashings
Warren Easton Project, New Orleans, LA |  | Andrea M | Roofing Solutions | 3026 Canal Street New Orleans, LA 70118 | MANNING, APC | 45.96 (SBS) | SBS ACM | ALUSYSTEMS (SBS) ACM (ALUSYSTEMS) | Section 075216 – SBS Modified Bituminous Membrane Roofing I. SBS Roof System over existing flat concrete deck @ 2nd Floor Roof. a) Demo existing roof gravel down to the concrete roof deck. b) Adhere the following materials w/ Soprema Duotack SPF Insulation Adhesive: - (1) layer of 2.5” Soprema Sopra-Iso Flat Polyiso Insulation - (1) layer of 2” Soprema Sopra-Iso Flat Polyiso Insulation - 1/4” slope Soprema Sopra-Iso Tapered Polyiso Insulation - 1/2” slope Soprema Sopra-Iso Tapered Polyiso Insulation (crickets only) - 1/4” Soprema Sopraboard (Cover Board) c) Torch-apply Soprema Elastophene Flam (Base Ply, Base Flashing and Stripping Ply). d) Torch-apply Soprema Elastophene Flam LS FR GR (Cap Ply) e) Torch-apply Soprema Sopralast 50 TV Alu (Cap Flashing). f) Prime all vertical concrete/CMU/brick substrates and metal horizontal flanges w/ Soprema Elastocol 500 Primer. g) Install 0.032” pre-finished aluminum counter flashings and umbrella. h) Install 0.050” pre-finished aluminum coping cap w/ a 4” overlap joint. II. SBS Roof System over existing flat concrete deck @ 5th Floor Roof. a) Demo existing roof gravel down to the concrete roof deck. b) Adhere the following materials w/ Soprema Duotack SPF Insulation Adhesive: - (1) layer of 2.5” Soprema Sopra-Iso Flat Polyiso Insulation - (1) layer of 2” Soprema Sopra-Iso Flat Polyiso Insulation - 1/4” slope Soprema Sopra-Iso Tapered Polyiso Insulation - 1/2” slope Soprema Sopra-Iso Tapered Polyiso Insulation (crickets only) - 1/4” Soprema Sopraboard (Cover Board) c) Torch-apply Soprema Elastophene Flam (Base Ply, Base Flashing and Stripping Ply). d) Torch-apply Soprema Elastophene Flam LS FR GR (Cap Ply) e) Torch-apply Soprema Sopralast 50 TV Alu (Cap Flashing). f) Prime all vertical concrete/CMU/brick substrates and metal horizontal flanges w/ Soprema Elastocol 500 Primer. g) Install 0.032” pre-finished aluminum counter flashings and umbrella. h) Install 0.050” pre-finished aluminum coping cap w/ a 4” overlap joint. I. SBS Roof System over existing galvanized flat metal deck @ Main Roof. a) Mechanically attach the following materials w/ Soprema #14 MP Fastener and Soprema 3” Metal Insulation Plate: - (1) layer of 2.5” Soprema Sopra-Iso Flat Polyiso Insulation - (1) layer of 2” Soprema Sopra-Iso Flat Polyiso Insulation - 1/4” slope Soprema Sopra-Iso Tapered Polyiso Insulation - 1/2” slope Soprema Sopra-Iso Tapered Polyiso Insulation (crickets only) - 1/4” Soprema Sopraboard (Cover Board) b) Torch-apply Soprema Elastophene Flam (Base Ply, Base Flashing and Stripping Ply). c) Torch-apply Soprema Elastophene Flam LS FR GR (Cap Ply). d) Torch-apply Soprema Sopralast 50 TV Alu (Cap Flashing). e) Install 39”x60” Soprema Soprawalk Walkpads. f) Prime all vertical concrete/CMU/brick substrates and metal horizontal flanges w/ Soprema Elastocol 500 Primer. g) Install Soprema Alsan Liquid Flashing System at all pipe penetrations and roof drains. h) Install 0.032” pre-finished aluminum counter flashings and umbrella hood. i) Install 0.050” pre-finished aluminum gravel guard and coping cap w/ a 4” overlap joint. j) Install (1) Roof Hatch w/ Safety Railing. Section 074215 – Metal Composite Material Wall Panels I. ACM Panels over rigid insulation and 3/4" plywood sheathing @ North and East Elevations. a) Install Alusystems Series 40 – Rainscreen Aluminum Composite Wall Panels using Reynobond 4mm FR Core material according to manufacturer’s installation instructions. b) Install aluminum attachment clips, fasteners and sealant related to ACM panels. c) Install 0.032” pre-finished aluminum flashing and trim related to ACM panels. | Section 075216 – SBS Modified Bituminous Membrane Roofing Section 074215 – Metal Composite Material Wall Panels | SBS Modified Bituminous Membrane Roofing Flat concrete deck Demo (demolition) Gravel Polyiso Insulation Tapered Polyiso Insulation Cover Board Torch-apply Elastophene Flam Base Ply Base Flashing Stripping Ply Cap Ply Sopralast 50 TV Alu (Cap Flashing) Prime Vertical concrete/CMU/brick substrates Metal horizontal flanges Elastocol 500 Primer Pre-finished aluminum counter flashings Umbrella Coping cap Overlap joint Galvanized flat metal deck Mechanically attach #14 MP Fastener 3” Metal Insulation Plate Main Roof Sopra-Iso Flat Polyiso Insulation Sopra-Iso Tapered Polyiso Insulation Sopraboard Galvanized flat metal deck Alsan Liquid Flashing System Pipe penetrations Roof drains Gravel guard Roof Hatch Safety Railing Metal Composite Material Wall Panels ACM Panels Rigid insulation Plywood sheathing North and East Elevations Alusystems Series 40 Rainscreen Aluminum Composite Wall Panels Reynobond 4mm FR Core material Installation instructions Aluminum attachment clips Fasteners Sealant Pre-finished aluminum flashing and Trim
Zurqui, LLC New Office/Warehouse |  | Andrea M | Roofing Solutions | LA HIGHWAY 73, BATON ROUGE, LA. 70817 | GRACE HEBERT CURTIS ARCHITECTS, APAC | 2.5 (SBS) - (ACM) 250 (STANDING SEAM METAL ROOF) 277 (METAL WALL PANELS) | SBS ACM STANDING SEAM METAL ROOF METAL WALL PANELS | SOPREMA ALUSYSTEMS PAC-CLAD BERRIDGE LONGBOARD | I. (RMP-1) Ribbed Metal Wall Panels System over cold-formed metal framing or 1 1/2" 18 ga. Galvanized Steel Hat Channels @ 16” O.C a) Install Bay Insulation Systems Skyliner FP White Insulation with 6” Unfaced MBI R19 Insulation (Ref. to Shop Drawings) b) Install 24 ga. Pre-Finished Steel 16” PAC CLAD HWP 16 Metal Wall Panels (Color 1: PAC CLAD Terra Cotta, Color 2: PAC CLAD Weathered Zinc) with its corresponding accessories according to Manufacturer´s installation instructions. c) Install 24 ga. Pre-Finished Steel J-trims, drip flashings and all wall panels related sheet metal flashing and trim. II. (RMP-2) Ribbed Metal Wall Panels System over cold-formed metal framing or 1 1/2" 18 ga. Galvanized Steel Hat Channels @ 16” O.C a) Install Bay Insulation Systems Skyliner FP White Insulation with 6” Unfaced MBI R19 Insulation (Ref. to Shop Drawings) b) Install 24 ga. Pre-Finished Steel 12” PAC CLAD Highline M1 Metal Wall Panels (Color 1: PAC CLAD Terra Cotta, Color 2: PAC CLAD Charcoal) with its corresponding accessories according to Manufacturer´s installation instructions. c) Install 24 ga. Pre-Finished Steel J-trims, drip flashings and all wall panels related sheet metal flashing and trim. III. (RMP-3) Ribbed Metal Wall Panels System over cold-formed metal framing or 1 1/2" 18 ga. Galvanized Steel Hat Channels @ 16” O.C a) Install Bay Insulation Systems Skyliner FP White Insulation with 6” Unfaced MBI R19 Insulation (Ref. to Shop Drawings) b) Install 24 ga. Pre-Finished Steel 12” PAC CLAD Highline C1 Metal Wall Panels (Color 1: PAC CLAD Terra Cotta, Color 2: PAC CLAD Weathered Zinc, Color 3: PAC CLAD Charcoal) with its corresponding accessories according to Manufacturer´s installation instructions. c) Install 24 ga. Pre-Finished Steel J-trims, drip flashings and all wall panels related sheet metal flashing and trim. IV. (CMP-1) Corrugated Metal Wall Panels System over cold-formed metal framing or 1 1/2" 18 ga. Galvanized Steel Hat Channels @ 16” O.C a) Install Bay Insulation Systems Skyliner FP White Insulation with 6” Unfaced MBI R19 Insulation (Ref. to Shop Drawings) b) Install 24 ga. Pre-Finished Steel 16” Berridge HC-16 Metal Wall Panels (Color: Berridge Zinc-Cote) with its corresponding accessories according to Manufacturer´s installation instructions. c) Install 24 ga. Pre-Finished Steel J-trims, drip flashings and all wall panels related sheet metal flashing and trim. V. (FMP-1) Metal Wood Look Wall/Soffit Panels System over 5/8” exterior sheathing or 1 1/2" 18 ga. Galvanized Steel Hat Channels @ 16” O.C a) Install 4” Longboard V Groove Tongue & Groove Aluminum Wall/Soffit Panels (Flat – Smooth. Color: Longboard Dark Cherry) with its corresponding accessories according to Manufacturer´s installation instructions. VI. (FMP-2) Flush Metal Soffit Panels System over cold-formed metal framing a) Install 24 ga. Pre-Finished Steel 12” PAC CLAD Flush Metal Soffit Panels (Flat – Smooth. Color: PAC CLAD Silver with its corresponding accessories according to Manufacturer´s installation instructions. b) Install 24 ga. Pre-Finished Steel J-trims and all soffit panels related sheet metal flashing and trim. I. (MCM) Aluminum Composite Wall Panels System over 5/8” exterior sheathing a) Install Alusystems Rout-and-Return System 10 Aluminum Composite Panels with Alpolic 4mm PE Core (Color: MZG Mica Grey) b) Install 0.032” Pre-Finished Aluminum ACM Panels related sheet metal flashing and trim. | 07 42 13 - METAL WALL PANELS AND SOFFIT 07 42 23 - COMPOSITE WALL PANELS 07 62 00 - SHEET METAL FLASHING AND TRIM | Ribbed Metal Wall Panels Cold-Formed Metal Framing Galvanized Steel Hat Channels Bay Insulation Systems Skyliner FP White Insulation MBI R19 Insulation PAC CLAD HWP 16 Metal Wall Panels PAC CLAD Terra Cotta PAC CLAD Weathered Zinc PAC CLAD Charcoal PAC CLAD Highline M1 Metal Wall Panels PAC CLAD Highline C1 Metal Wall Panels Corrugated Metal Wall Panels Berridge HC-16 Metal Wall Panels Berridge Zinc-Cote Metal Wood Look Wall/Soffit Panels Longboard V Groove Tongue & Groove Aluminum Panels Flush Metal Soffit Panels Alusystems Rout-and-Return System 10 Aluminum Composite Panels Alpolic 4mm PE Core
LSUHSC Main Campus Restoration-Central Utility Plant |  | Esteban V | Roofing Solutions | DUPLANTIER & MERIC, ARCHITECTS, L.L.C. | DUPLANTIER & MERIC, ARCHITECTS, L.L.C. | 63.10 (SBS) 15.84 (FLUID APPLIED ROOF) 2.17 (METAL ROOF PANELS) 18.67 (METAL WALL PANELS) | SBS FLUID APPLIED ROOF METAL ROOF PANELS METAL WALL PANELS | SOPREMA (SBS) GACO (FLUID APPLIED ROOF) GARLAND (METAL ROOF PANELS) BERRIDGE (METAL WALL PANELS) | 07510 – Modified Bitumen Roof System Primer concrete deck with Soprema Elastocol 500 primer Base ply base ply: Soprema Sopralene 180 Sanded 2.2 – hot mopped (ASTM D5147) Flashing base ply base ply: Soprema Sopralene Flam 180 – torch (polyester reinforced) Cap ply: Soprema Sopralene 180 FR GR – hot mopped (ASTM D5147) Flashing cap ply: Soprema Sopralast 50 TV Aluminum – torch ¼” Sopraboard Coverboard – hot mopped (ASTM D3273, UL 1256, UL Class A (UL 790)) 2 layers of 1.5” Soprema Sopra-Iso Polyiso insulation – hot mopped ¼” slope tapered Polyiso insulation (starting at 1.5”) – hot mopped 0.063” Aluminum coping 0.032” Aluminum gravel guard, scuppers and flashings Walkpads? T-bars? Peach pocket sealant? 07411 – Manufactured Roof Panels p.29 Deck: metal 18 ga. min. 24 ga. pre-finished steel Garland RmerSpan Standing seam curved roof panels, 12” wide, 2-3/8” seam height 2 coat Kynar 500 Full range of color 16 ga. galv. Clips G90 Garland R-Mer Seal self-adhering underlayment: 30 mil. Min. ASTM D1970, 180 days exposure The Garland Company - Imetco – metal division de Garland 20 years finish warranty sample (pages 41 to 53) WTW State of Louisiana 20 year warranty (R1), R3? P.33 State of Louisiana 2 years workmanship warranty Class 90 wind uplift resistance Samples for initial color selection Product test reports Engineering calculations + professional engineer qualifications 3 hard copies Installer qualification -letter 07412 – Manufactured Wall Panels (single skin), page 55 Berridge, 24” ga. R-panel, 1-1/4” seam height, 36” width, side lap, exposed fasteners Foam closure Foam filler tape Mastic sealant tape Vapor barrier excluded 7/8” 20 ga. hat channels Self-adhering underlayment Metallic coated sheet? Full range color – standard color selection in proposal UL580 for Class 90 wind-uplift resistance UL Class A fire resistance Product test report Installer qualification Samples for initial color selection Samples for color verification 20 year finish warranty sample 2 years Workmanship warranty 07410 – Metal Panels (ACM) p. 23 | Section 07510 – Modified Bitumen Roof System Section 07411 – Manufactured Roof Panels Section 07412 – Manufactured Wall Panels Section 07410 – Metal Panels | Modified Bitumen Roof System Primer Concrete deck Soprema Elastocol 500 primer Base ply Soprema Sopralene 180 Sanded 2.2 Hot mopped ASTM D5147 Flashing Sopralene Flam 180 Torch Polyester reinforced Cap ply Sopralene 180 FR GR ¼” Sopraboard Coverboard ASTM D3273 UL 1256 UL Class A (UL 790) Sopra-Iso Polyiso insulation Aluminum coping
McNeese Athletic Facilities Phase 2 Repairs |  | Esteban V | Roofing Solutions | 1500 W. McNeese St. Lake Charles, LA 70605 / 2200 W McNeese St. Lake Charles, LA 70605 | GOULD EVANS, LLC | N/A | SBS SOFFIT WALL PANELS SSMR | SOPREMA (SBS) PAC-CLAD (SOFFIT) MBCI (WALL PANELS) MBCI (SSMR) | I. Metal Roof Panels @ Baseball Bull Pen (500 sf), Softball Restrooms (2010 sf), Cowboy Club (4320 sf), Hodges Field House (20 sf) with 10' Trim and Gutters replacement & 12' Downspouts replacement, Field House (1610 sf) with 42' Gutters replacement & 27' Downspouts replacement. a) Install 24 ga. Pre-finished Aluminum 36'' MBCI Metal Roof PBR Panels with its corresponding accessories according to Manufacturer's installation instructions with galvanized steel fasteners. (Please select color) b) b) Shop-fabricated 0.032” Pre-Finished Aluminum Counter Flashings and Receivers (Please select color) c) a) Install 0.050” Pre-Finished Aluminum Gutters, Downspouts, Gravel Stop and Fascia Cap (Please select color) II. Metal Wall Panel @ Center field House/Shed (10 sf), Track Shed (10 sf), Hodges Field House (10/12 sf), Field House (1610 sf) a) Install 24 ga. Pre-finished Aluminum 36'' MBCI Metal Wall PBR Panels with its corresponding accessories according to Manufacturer's installation instructions with galvanized steel fasteners. (Please select color) b) b) Shop-fabricated 0.032” Pre-Finished Aluminum Counter Flashings and Receivers (Please select color) c) a) Install 0.050” Pre-Finished Aluminum Gutters, Downspouts, Gravel Stop and Fascia Cap (Please select color) I. SBS Roof System @ Baseball Diamond Restrooms (2100 sf) and Flashing replacement, Football Stadium (224 sf) and Flashing replacement a) Remove existing roof down to metal deck. b) Loose laid (1) layer of 1.5” SOPREMA SOPRA-ISO FLAT POLYISO INSULATION 20 PSI. c) Loose laid 1/4” SOPREMA SOPRA-ISO TAPERED POLYISO INSULATION. d) Install 1/2" SOPREMA SOPRA-ISO TAPERED POLYISO INSULATION for crickets. e) Mechanically attach 1/4” SOPREMA SOPRABOARD with SOPREMA #14 MP FASTENERS and SOPREMA 3” METAL INSULATION PLATES f) Mechanically attach SOPRAFIX BASE 611 (BASE PLY) in the 4” wide side laps with SOPREMA #14 MP FASTENERS and SOPRAFIX 2” SEAM PLATES. g) Torch apply SOPRALENE FLAM 180 FR GR (CAP PLY) h) Torch apply SOPRALENE FLAM 180 (BASE FALSHING) i) Torch apply SOPRALENE FLAM 180 FR GR (CAP FLASHING) j) Install SOPREMA ALSAN LIQUID FLASHING w/ SOPREMA ALSAN POLYFLEECE (At all roof penetrations) | Section 073113 - Asphalt Shingles Section 074113.13 - Metal Roof and Wall Panels Section 075216 - SBS Roof System Section 076200 - Sheet Metal Flashings & Trim | Metal Roof Panels Baseball Bull Pen Softball Restrooms Cowboy Club Hodges Field House Trim Gutters replacement Downspouts replacement 24 ga. Pre-finished Aluminum 36'' MBCI Metal Roof PBR Panels Manufacturer's installation instructions Galvanized steel fasteners Color selection Shop-fabricated 0.032” Pre-Finished Aluminum Counter Flashings Receivers 0.050” Pre-Finished Aluminum Gutters Downspouts Gravel Stop Fascia Cap
GC Morton High School & Betty Mae Jack Middle School |  | Esteban V | Roofing Solutions | 238 EAST 4TH AVENUE & MARTIN LUTHER KING, MORTON, MS 38671 |  | 59 (SBS & PVC) 115 (ASPHALT SHINGLES) | SBS & PVC ASPHALT SHINGLES | SOPREMA CERTAINTEED | SBS & PVC ROOF SYSTEM SUMMARY Section 075216 – SBS Modified Bituminous Membrane Roofing I. SBS & PVC Roof System over structurally sloped wood fiber (tectum) deck a) Adhere w/ Soprema Duotack SPF HFO Adhesive Equipment-Free Canister System: • 2” Soprema Sopra-Iso Flat Polyiso Insulation. • 2.5” Soprema Sopra-Iso Flat Polyiso Insulation. • 1/8” Soprema 2-1 SopraSmart Board (cover board, base ply). b) Install Soprema Sopralene 180 SP Cover Strip over SopraSmart seams. c) Adhere Soprema Sentinel P150 HFB (cap ply) w/ Soprema Duotack SPF Adhesive with a spatter pattern. aa) Heat weld Soprema Sentinel P150 PVC Membrane (cap flashing) Adhere w/ Soprema Sentinel S Bonding Adhesive where required. d) Install 0.5" Cut-off Mastic as needed. e) Install OMG Termination Bar as required. f) Install Soprema Sentinel Walkway Pad as required. g) Install Soprema Sentinel PVC T-Joint Patches, PVC Molded Inside Corners, PVC Molded Outside Corners, and PVC Boot Flashing, as required. h) Install Soprema Alsan Rs Liquid Applied Flashing if needed. i) Install 24 Ga. PVC Coated Steel drip edges. j) Install Self-Adhered Underlayment Strips as needed to prevent galvanic corrosion. k) Install 24 Ga Pre-Finished Steel Counter flashing and any other shingles roof-related flashing and trim. l) Install 0.040 Pre-Finished aluminum fascia, gutter, and downspout. m) Install new Exhaust vents & Exhaust heated stack. n) Install 2’x2’ Concrete Splash Block. II. SBS & PVC Roof System over flat wood fiber (tectum) deck a) Adhere w/ Soprema Duotack SPF HFO Adhesive Equipment-Free Canister System: • 2” Soprema Sopra-Iso Flat Polyiso Insulation. • 2.5” Soprema Sopra-Iso Flat Polyiso Insulation. • 1/8” Slope Soprema Sopra-Iso Tapered Polyiso Insulation. • 1/4" Slope Soprema Sopra-Iso Tapered Polyiso Insulation (crickets). • 1/8” Soprema 2-1 SopraSmart Board (cover board, base ply). b) Install Soprema Sopralene 180 SP Cover Strip over SopraSmart seams. c) Adhere Soprema Sentinel P150 HFB (cap ply) w/ Soprema Duotack SPF Adhesive with a spatter pattern. bb) Heat weld Soprema Sentinel P150 PVC Membrane (cap flashing) Adhere w/ Soprema Sentinel S Bonding Adhesive where required. d) Install 0.5" Cut-off Mastic as needed. e) Install OMG Termination Bar as required. f) Install Soprema Sentinel Walkway Pad as required. g) Install Soprema Sentinel PVC T-Joint Patches, PVC Molded Inside Corners, PVC Molded Outside Corners, and PVC Boot Flashing, as required. h) Install Soprema Alsan Rs Liquid Applied Flashing if needed. i) Install 24 Ga. PVC Coated Steel Scuppers. j) Install Self-Adhered Underlayment Strips as needed to prevent galvanic corrosion. k) Install 24 Ga Pre-Finished Steel Counter flashing and any other shingles roof-related flashing and trim. l) Install 0.040 Pre-Finished aluminum fascia, gutter, and downspout. m) Install new Exhaust vents & Exhaust heated stack. n) Install 2’x2’ Concrete Splash Block. | 07 52 16 - MODIFIED BITUMINOUS MEMBRANE 07 54 10 - POLYVINYL CHLORIDE (PVC) ROOFING 07 62 00 - SHEET METAL FLASHING AND TRIM | SBS & PVC Roof System Modified Bituminous Membrane Roofing Structurally Sloped Wood Fiber Deck Sopra-Iso Flat Polyiso Insulation SopraSmart Board Sopralene 180 SP Cover Strip Sentinel P150 HFB Membrane Duotack SPF Adhesive Sentinel P150 PVC Membrane Heat Welding Termination Bar Walkway Pad T-Joint Patches Boot Flashing Alsan Rs Liquid Applied Flashing Self-Adhered Underlayment Strips Pre-Finished Steel Counter Flashing PVC Coated Steel Drip Edges Exhaust Vents Concrete Splash Block
Florida Parishes Juvenile Detention Center Expansion |  | Esteban V | Roofing Solutions | 28528 HWY 190, COVINGTON, LA 70433 | GRACE HEBERT CURTIS ARCHITECTS, APAC | 54 (SBS) - | SBS ACM | SOPREMA METALWERKS | SBS ROOF SYSTEM SUMMARY Section 075200 – Modified Bituminous Membrane Roofing I. SBS Roof System over existing flat lightweight insulated concrete deck @ limited portion of existing detention center building roof (refer to plans for location). a) Temp roofing with the following materials: - Tack in place Soprema Modified Sopra G (Base Sheet) w/ Soprema Twin Loc-Nail. - Torch apply Soprema Sopralene 180 SP 3.0 (Interply Sheet). b) Mechanically attach the following materials w/ Soprema #14 MP Fasteners and 3” Metal Insulation Plates: - (2) Layers of 2” Soprema Sopra-ISO Flat Polyiso Insulation - 1/4" Slope Soprema Sopra-ISO Tapered Polyiso Insulation - 1/2" Slope Soprema Sopra-ISO Tapered Polyiso Insulation (crickets) - 1/4" Soprema Sopraboard (Cover Board) c) Torch apply Soprema Sopralene Flam 180 (Base Ply, Base Flashing and Stripping Ply). d) Torch apply Soprema Sopralene Flam 180 FR GR (Cap Ply and Cap Flashing). e) Install Soprema Alsan Liquid Flashing System at all roof penetrations and roof drains. f) Install 0.032” pre-finished aluminum counter flashings. g) Install 0.050” pre-finished aluminum coping caps. II. SBS Roof System over sloped Metal Deck @ New Building Expansion Roof. a) Mechanically attach the following materials w/ Soprema #14 MP Fasteners and 3” Metal Insulation Plates: - (2) Layers of 2” Soprema Sopra-ISO Flat Polyiso Insulation - 1/2" Slope Soprema Sopra-ISO Tapered Polyiso Insulation (crickets) - 1/4" Soprema Sopraboard (Cover Board) b) Torch apply Soprema Sopralene Flam 180 (Base Ply, Base Flashing and Stripping Ply). c) Torch apply Soprema Sopralene Flam 180 FR GR (Cap Ply and Cap Flashing). d) Install 2’x2’ Soprema Soprawalk Walkpads at indicated areas only (refer to shop drawings). e) Install Soprema Alsan Liquid Flashing System at all roof penetrations and roof drains. f) Install 0.032” pre-finished aluminum fascia, downspout, gutters, drip edge and counter flashings. g) Install 0.050” pre-finished aluminum coping caps. METAL PLATE WALL PANELS SYSTEM SUMMARY Section 074213.16 – Metal Plate Wall Panels I. Metal Plate Wall Panels over 5/8” Exterior Sheathing (by others) @ limited portion of existing detention center building roof (back side of parapet wall) and New Building Expansion Roof (back side of parapet wall). a) Install 16 ga. 7/8” Hat Channels over 5/8” exterior sheathing (behind Rain Screen Wall Panels only, at back side of roof parapet walls). b) Install 16 ga. stainless steel 12” Metalwerks Arcwall Rain Screen Wall System Panels according to manufacturer’s installation instructions (at back side of roof parapet walls only). c) Install 22 ga. stainless steel flashings related to wall panels. | 07 52 00 - MODIFIED BITUMINOUS MEMBRANE 07 42 13 - METAL WALL PANELS 07 62 00 - SHEET METAL FLASHING AND TRIM | SBS Roof System Polyiso Insulation Soprema Modified Sopra G Sopra-ISO Tapered Polyiso Insulation Sopraboard Cover Board Sopralene Flam 180 Alsan Liquid Flashing System Aluminum Counter Flashings Aluminum Coping Caps Metal Deck Walkpads Fascia Downspout Gutters Drip Edge Metal Plate Wall Panels Hat Channels Stainless Steel Panels Arcwall Rain Screen Wall System Flashings
GC ASU Re-Roofing of W.H. Councill Hall, Montgomery, AL |  | Esteban V | Roofing Solutions | 915 S. JACKSON STREET, MONTGOMERY, AL 36104 | BDW ARCHITECTS ASSOCIATED AIA | 40 (SBS) 144 (ASPHALT SHINGLES) | SBS ASPHALT SHINGLES | GARLAND CERTAINTEED | Section 07550 – Modified Bitumen Roofing I. SBS Roof System over the existing lightweight insulated concrete deck (LWIC) a) Remove the existing roof to the LWIC deck. b) Mechanically fasten Garland HPR Glasbase Sheets to deck. c) Adhere the following materials w/ Garland Insul-Lock HR Adhesive: • (1) layer 2” Soprema Sopra-ISO Polyiso Flat Insulation. • (1) layer 2.5” Soprema Sopra-ISO Polyiso Flat Insulation. • 1/8” Sloped Soprema Sopra-ISO Polyiso Tapered Insulation. • 1/2" Georgia Pacific DensDeck Prime Cover Board. d) Adhere the following materials w/ Garland Weatherking Adhesive: • (1) ply Garland Flex Base 80 (base ply). • (1) ply Garland StressPly Plus FR Mineral (cap ply). e) Install the following materials where needed w/ Garland Flashing Bond Mastic: • (1) ply Garland Flex Base 80 (base flashing). • (1) ply Garland StressPly Plus FR Mineral (cap flashing). f) Install 24Ga. Pre-Finished Garland R-Mer SS Steel, counter flashing, roof edge, and any roof-related flashing and trim where needed. Section 073113 – Asphalt Shingles I. Asphalt Shingles Roof System over precast concrete planks deck a) Remove the existing roof to the existing precast concrete planks. b) Mechanically attached 2” Atlas ACFoam Nail Base Nailable Roof Insulation (19/32” CDX Plywood on top face) w/ Atlas Nail Base Fastener HD Nailable Insulation Fastener. c) Install GAF StormGuard Film-Surfaced Leak Barrier (underlayment) @ eaves, rakes, and valleys. d) Install GAF FeltBuster Synthetic Roofing Felt over the entire roof deck w/ simplex plastic cap nails according to the manufacturer´s installation instructions. e) Install GAF Pro-Start Started Strip Shingles @ eaves and rakes w/ roofing nails according to manufacturer´s installation instructions. f) Install GAF Timberline HDZ Shingles w/ roofing nails according to the manufacturer´s installation instructions. g) Install GAF Cobra Rigid Vent 3 Exhaust Vent for Roof Ridge w/ roofing nails according to manufacturer’s installation instructions. h) Install GAF Seal-A-Ridge Cap/Hip Shingles w/ roofing nails according to manufacturer’s installation instructions. i) Install 24 Ga. pre-finished steel drip edges, fascia, and any other shingles roof-related flashing and trim. j) Install 24 Ga. pre-finished steel gutter. k) Install 24 Ga. pre-finished steel downspout. | 07 55 00 - MODIFIED BITUMINOUS MEMBRANE 07 31 10 - ASPHALT SHINGLES 07 62 00 - SHEET METAL FLASHING AND TRIM | Modified Bitumen Roofing SBS Roof System Lightweight Insulated Concrete Deck (LWIC) Garland HPR Glasbase Sheets Garland Insul-Lock HR Adhesive Soprema Sopra-ISO Polyiso Flat Insulation Georgia Pacific DensDeck Prime Cover Board Garland Weatherking Adhesive Flex Base 80 StressPly Plus FR Mineral Flashing Bond Mastic 24Ga. Pre-Finished Garland R-Mer SS Steel Counter Flashing Roof Edge Asphalt Shingles Precast Concrete Planks Deck Atlas ACFoam Nail Base Nailable Roof Insulation GAF StormGuard Film-Surfaced Leak Barrier GAF Timberline HDZ Shingles Cobra Rigid Vent 3 Exhaust Vent
GC Continuous Learning Center Roof Replacement, Mobile, AL |  | Esteban V | Roofing Solutions | 1870 PLEASANT AVENUE, MOBILE, AL 36617 | ALLRED STOLARSKI ARCHITECTS | 801 (SBS) 25 (GAF) | SBS ASPHALT SHINGLES | SOPREMA GAF | MODIFIED BITUMEN MEMBRANE ROOFING SYSTEM SUMMARY I. Section 07.251-R1 - TWO-PLY STYRENE-BUTADIENE-STYRENE (SBS) MODIFIED BITUMINOUS MEMBRANE ROOFING SBS Roof System over flat concrete deck a) Type F 1.5" 22 Ga. Galvanized Steel Roof Deck, Welded To Angle Frame And Filled With Rigid Insulation @ deck patches b) Galv 2"X2"X3/8" Frame All Around, Welded To 3"X3"X3/8" @ deck patches 3/8"⌀X3" Wedge Anchors. Provide Greater Of 1 Ea Side - Or - 24" O.C. @ deck patches c) Prime concrete deck w/ Soprema Elastocol 500 Primer d) Torch-apply Soprema Elastophene SP 2.2 (Vapor Barrier) over the entire concrete deck e) Hot-mop the following materials w/ Valero Type IV Asphalt: • Layer of 4” Soprema Sopra-Iso flat Polyiso Insulation • ¼” Slope Soprema Sopraiso Tapered Polyiso Insulation (as needed) • 1/8” Slope Soprema Sopraiso Tapered Polyiso Insulation (@ West roof eyebrow) • 1/2” Slope Soprema Sopraiso Tapered Polyiso Insulation (crickets) • 1/8" Soprema Sopraboard Coverboard f) Torch-apply Soprema Sopralene Flam 180 (Base ply, base flashing, and stripping ply) g) Torch-apply Soprema Sopralene Flam 180 FR GR (Cap ply and cap flashing) h) Install Soprema Lastobond Shield HT Underlayment (under all edge metals and expansion joints) i) Install Soprema Alsan Liquid Flashing System @ all pipe penetrations and roof drains j) Install Soprema Elastocol 500 Primer @ all vertical concrete/brick/CMU walls and under edge metals flanges k) Install Soprema Sopramastic SBS Elastic Cement @ roof edges and roof drains l) Install Flexible Membrane and Owens Corning Pink Next Gen Fiberglass Insulation m) Install pressure-treated wood blocking as needed n) Install 0.040 prefinished aluminum fascia, coping, expansion joint, gutter (5” x 5”), gravel stop, and Any Roof Related Flashing and Trim. o) Existing downspouts shall remain p) Install 24 ga. Stainless steel scuppers q) Install Zurn RD2150 16 ga. Type 304 stainless steel Retro-Fit Roof Drains r) Install Garlock Safety Systems RailGuard 200 safety railing system s) Install (1) Bilco S-20 Single Leaf Roof Hatch w/ Bilco Ladder Up Safety Post. t) Install 1/2” treated plywood @ expansion joints a) Mechanically fasten the following materials w/ Soprema #14 MP fasteners and Soprema 3" Insulation Fastening Plates: - (1) Layer of 4” Soprema Sopra-Iso flat Polyiso Insulation - ¼” Slope Soprema Sopraiso Tapered Polyiso Insulation - 1/8" Soprema Sopraboard Coverboard b) Torch-apply Soprema Sopralene Flam 180 (Base Ply, Base flashing, and stripping ply) c) Torch-apply Soprema Sopralene Flam 180 FR GR (Cap ply and cap flashing) d) Install Soprema Elastocol 500 Primer under edge metal flanges e) Install Soprema Sopramastic SBS Elastic Cement @ roof edges f) Install 0.040 Prefinished Aluminum gravel stop. SBS Roof System over structurally sloped concrete deck a) Prime concrete deck w/ Soprema Elastocol 500 Primer b) Torch-apply Soprema Elastophene SP 2.2 (Vapor Barrier) over the entire concrete deck c) Hot-mop the following materials w/ Valero Type IV Asphalt: - (1) Layer of 4” Soprema Sopra-Iso flat Polyiso Insulation - 1/8" Soprema Sopraboard Coverboard d) Torch-apply Soprema Sopralene Flam 180 (Base ply, base flashing, and stripping ply) e) Torch-apply Soprema Sopralene Flam 180 FR GR (Cap ply and cap flashing) f) Install Soprema Lastobond Shield HT Underlayment (under all edge metals and expansion joints) g) Install Soprema Alsan Flashing @ all pipe penetrations h) Install Soprema Elastocol 500 Primer @ all vertical concrete/brick/CMU walls and under edge metals flanges i) Install Soprema Sopramastic SBS Elastic Cement @ roof edges and roof drains j) Install pressure-treated wood blocking as needed k) Install 0.040 Prefinished Aluminum drip edges and expansion joint l) Install 1/2” treated plywood @ expansion joints. | 07 52 16 - MODIFIED BITUMINOUS MEMBRANE 07 62 00 - SHEET METAL FLASHING AND TRIM | Modified Bitumen Membrane Roofing SBS Modified Bituminous Membrane Roofing Styrene-Butadiene-Styrene (SBS) Flat Concrete Deck Galvanized Steel Roof Deck Rigid Insulation Elastocol 500 Primer Elastophene SP 2.2 Vapor Barrier Polyiso Insulation Sopraboard Coverboard Sopralene Flam 180 Lastobond Shield HT Underlayment Alsan Liquid Flashing System Sopramastic SBS Elastic Cement Prefinished Aluminum Stainless Steel Scuppers Retro-Fit Roof Drains Safety Railing System Treated Plywood
GC HI St. Louis Catholic Church Roof Repairs |  | Esteban V | Roofing Solutions | 2226 BAYOU BLUE ROAD, HOUMA, LA 70364 | CRAIG C. HEBERT ARCHITECT | 21 (SBS) 109 (ASPHALT SHINGLES) | SBS ASPHALT SHINGLES | JOHNS MANVILLE GAF | SBS ROOF SYSTEM SUMMARY I. SBS roofing system over slopped wood planks deck at building A. a) Demo the entire existing roof down to the plywood deck. b) Remove rotten and/or damaged existing tongue & groove planks deck. c) Install new pressure treated planks deck where planks deck was removed. Match thickness of existing planks substrate. d) Mechanically attach the following materials w/ JM UltraFast Fasteners #14 fasteners and JM 3” UltraFast Metal Plates: • 1/2” Georgia Pacific DensDeck Prime Gypsum Roof Board e) Install JM DynaBase (base ply, flashing base ply and stripping ply) w/ JM Premium Cold Application adhesive. f) Install JM DynaGlas FR (cap ply and flashing cap ply) w/ JM Premium Cold Application adhesive. g) Install JM PermaFlash System, JM MBR Utility Cement and JM MBR Flashing Cement at all roof penetrations. h) Install 24 Ga. Pre-finished Steel drip edge, fascia, and any roof-related flashing. ASPHALT SHINGLES ROOF SYSTEM SUMMARY I. Asphalt shingles roofing system over sloped plywood deck at buildings A, B, C, D & E. a) Demo the entire existing roof down to the plywood deck. b) Repair rotten and/or damaged existing plywood deck., replace if damaged. c) Repair any rotten and/or damaged existing 1/4" plywood sheathing at soffit, replace if damaged. d) Repair any damaged existing vented vinyl soffits, replace if damaged. e) Replace any missing copper roof panel at church steeple, repair if damaged. f) Install new exterior rated plywood deck where plywood deck was removed. Match thickness of existing plywood substrate. g) Install new painted 1/4" plywood sheating at soffit. h) Install GAF StormGuard Film-Surfaced Leak Barrier (underlayment) over entire roof deck. i) Install GAF StormGuard Film-Surfaced Leak Barrier (underlayment strip) at eaves, valleys, ridge, and rakes. j) Install GAF Pro-Start Starter Strip Shingles at eaves and rakes. k) Install GAF Timberline UHDZ Shingles w/ roofing nails according to manufacturer’s installation instructions. l) Install GAF Seal-A-Ridge Cap/Hip Shingles. m) Install GAF Timberline UHDZ Shingles at valleys closed-cut type. n) Install FlashCo’s FlashCap lead flashing at all roof penetrations. o) Install 24 GA. Pre-finished steel step flashing, curb flashing, drip edge flashing, rake flashing, fascia, and other shingles roof-related flashing and trim. p) Install 24 GA. Pre-finished steel gutter and downspout to match existing per plans. q) Install new vented vinyl soffits where damaged or missing vented vinyl soffits were removed, to match existing. | 07 52 00 - MODIFIED BITUMINOUS MEMBRANE 07 31 10 - ASPHALT SHINGLES 07 62 00 - SHEET METAL FLASHING AND TRIM | Sloped Wood Planks Deck Building A Demo Plywood Deck Pressure Treated Planks Georgia Pacific DensDeck Prime Gypsum Roof Board JM DynaBase JM DynaGlas FR JM PermaFlash System 24 Ga. Pre-finished Steel Drip Edge Asphalt Shingles Roof System Plywood Deck GAF StormGuard Film-Surfaced Leak Barrier GAF Pro-Start Starter Strip Shingles GAF Timberline UHDZ Shingles FlashCo’s FlashCap Lead Flashing 24 GA. Pre-finished Steel Step Flashing Vented Vinyl Soffits Roof-Related Flashing
GC Runnelstown Gym Re-Roof - Perry County School District |  | Esteban V | Roofing Solutions | 9214 HIGHWAY 42, PETAL, MS 39465 | LANDRY LEWIS GERMANY ARCHITECTS, P.A | 24 (SBS) 75 (ASPHALT SHINGLES) | SBS ASPHALT SHINGLES | SOPREMA ATLAS | SBS ROOF SYSTEM SUMMARY Section 075216 - SBS Modified Bitumen Cold Applied Roofing GC Runnelstown Gymnasium ReRoof I. SBS Roof System over 1x6 wooden deck a. Install 1x6 pressure-treated wood deck (@ damaged areas) b. Mechanically attached the following materials w/ Soprema #14 MP fasteners and Soprema 3" Insulation Fastening Plates - (1) Layer of 2” Soprema Sopra-Iso flat Polyiso Insulation - 1/4" Soprema Sopraboard c. Hot-mop the following materials w/ Valero Type IV Asphalt: - Soprema ELASTOPHENE Sanded 2.2 (Base ply) - Soprema SOPRALENE 180 FR GR (Cap ply) d. Torch-apply Soprema SOPRALENE FLAM 180 (base flashing and stripping ply) e. Torch-apply Soprema SOPRALENE FLAM 180 FR GR (Cap flashing) f. Install Soprema Alsan Flashing System @ all pipe penetrations and scuppers g. Install Soprema Elastocol 500 Primer @ all vertical plywood walls and under edge metals flanges h. Install 3/4" pressure-treated plywood sheathing @ parapet walls i. Install pressure-treated wood blocking as needed j. Install 0.032” pre-finished aluminum fascia, collector head, receiver, couterflashings, coping, gravel stop, and any roof related flashing and trim. k. Install 0.032” pre-finished aluminum rectangle downspout (match existing size) l. Install 24 GA Stainless steel scuppers SHINGLES ROOF SYSTEM SUMMARY I. Asphalt shingles over 1x6 wooden deck a) Demo existing shingle roof system down to the roof deck. b) Install 1x6 pressure-treated wood deck (@ damaged areas). c) Fully adhered Atlas WeatherMaster Ice & Water 200 Shingle Underlayment. d) Install Atlas Pinnacle Pristine Shingles per manufacturer’s installation instructions w/ aluminum roofing nails. e) Install Atlas Pro-Cut Starter Shingles at eaves and rakes. f) Install Atlas HighPoint Performance Ridge vent for roof ridge. g) Install Atlas Pro-Cut Hip & Ridge Shingles. h) Install pressure-treated wood blocking as needed i) Install 1x pressure-treated trim board and paint (match existing) j) Install 1x6 pressure-treated fascia and paint (match existing) k) Install 4 lb lead flashing down inside vent piping l) Install 0.032” pre-finished aluminum drip edges, gutters, downspouts, counter flashings, and base flashings m) Install 0.032” pre-finished aluminum box gutter (5” x 5”) n) Install 0.032” pre-finished aluminum rectangle downspout (match existing size) o) Install 2 concrete splash block | Section 075216 - SBS Modified Bitumen Cold Applied Roofing | SBS Roof System Modified Bitumen Cold Applied Roofing Wooden Deck Pressure-Treated Wood Soprema #14 MP Fasteners Soprema 3" Insulation Fastening Plates Polyiso Insulation Sopraboard Valero Type IV Asphalt ELASTOPHENE Sanded 2.2 (Base ply) SOPRALENE 180 FR GR (Cap ply) SOPRALENE FLAM 180 (Base flashing and stripping ply) SOPRALENE FLAM 180 FR GR (Cap flashing) Alsan Flashing System Elastocol 500 Primer Pressure-Treated Plywood Sheathing Pressure-Treated Wood Blocking Pre-finished Aluminum Stainless Steel Scuppers
GC Taconi Roof |  | Esteban V | Roofing Solutions | 711 MAGNOLIA AVENUE, OCEAN SPRINGS, MS 39564 | ALLRED STOLARSKI ARCHITECTS, PA | 366 (SBS) 1 (ASPHALT SHINGLES) | SBS ASPHALT SHINGLES | SOPREMA GAF | SBS ROOF SYSTEM SUMMARY Section 07.502 – Styrene-Butadiene-Styrene (SBS) Modified Bituminous Membrane Roofing I. Overlay SBS Roof System over structurally metal deck a) Install Soprema Sopra-Iso Flat Polyiso Insulation if needed to meet the existing conditions. b) Install 1/8” Soprema Sopraboard (cover board) w/ Soprema #15 HD Fasteners and Soprema Soprafix 3” Insulation Plates. c) Install Soprema Soprafix Base 622 (base ply) w/ Soprema #15 HD Fasteners and Soprema Soprafix 2” Seam Plates. d) Heat weld Soprema Sopralene Flam 180 FR GR (base flashing, cap ply, cap flashing). e) Heat weld Soprema Sopralene Flam 180 (base flashing). f) Install Soprema Alsan Liquid Flashing System as needed. g) Install Soprema Alsan Polyfleece as needed. h) Install Unreinforced EPDM Rubber Strip 60 mil (1/16" thickness). i) Install Soprema Elastocol 500 Primer as needed. j) Install Soprema Sopramastic SBS Elastic Cement as needed. k) Install Soprema Sopramastic SP1 Sealant as needed. l) Install Soprema Lastobond Shield HT underlayment @ all Edge metals and expansion joints. m) Install Soprema Soprawalk Walkpads. n) Install 24 ga. pre-finished Stainless Steel reglet and counterflashing. o) Install 0.040” pre-finished aluminum fascia, drip edge, expansion joint, copping, and any other shingles roofrelated flashing and trim. p) Install 0.040” pre-finished aluminum 6”x6” gutter. q) Install 0.040” pre-finished aluminum downspout. r) Install OMG termination bar as required. s) Install Thaler Removable Cap Stack Jack Flashing, or equivalent; verify in field the dimensions first. II. Overlay SBS Roof System over tectum, wood, and gypsum deck a) Install Soprema Sopra-Iso Flat Polyiso Insulation if needed to meet the existing conditions. b) Install 1/8” Soprema Sopraboard (cover board) w/ Duotack 365 insulation adhesive. c) Heat weld Soprema Sopralene Flam 180 (base ply, base flashing). d) Heat weld Soprema Sopralene Flam 180 FR GR (cap ply, cap flashing). e) Install Soprema Alsan Liquid Flashing System as needed. f) Install Soprema Alsan Polyfleece as needed. g) Install Unreinforced EPDM Rubber Strip 60 mil (1/16" thickness). h) Install Soprema Elastocol 500 Primer as needed. i) Install Soprema Sopramastic SBS Elastic Cement as needed. j) Install Soprema Sopramastic SP1 Sealant as needed. k) Install Soprema Lastobond Shield HT underlayment @ all Edge metals and expansion joints. l) Install Soprema Soprawalk Walkpads. m) Install 24 ga. pre-finished Stainless Steel reglet and counterflashing. n) Install OMG termination bar fastened @ 8” O.C., as required. o) Install 0.040” pre-finished aluminum drip edge, expansion joint, copping, and any other shingles roofrelated flashing and trim. p) Install 0.040” pre-finished aluminum 6”x6” gutter. q) Install 0.040” pre-finished aluminum 5”x5” downspout. r) Install Senox Leafree High Water Flow Gutter Guards. s) Install 36” Piedmont Powdercoated Stainless Steel Downspout Boot model SG. ASPHALT SHINGLES ROOF SYSTEM SUMMARY Asphalt Shingle Roof System I. Asphalt Shingle System over roof deck (VIF the roof deck material) a) Install GAF StormGuard Film-Surfaced Leak Barrier (underlayment) @ eaves and rakes. b) Install GAF FeltBuster Synthetic Roofing Felt over entire roof deck w/ simplex plastic cap nails according to manufacturer´s installation instructions. c) Install GAF Pro-Start Started Strip Shingles @ eaves and rakes w/ roofing nails according to manufacturer´s installation instructions. d) Install GAF Timberline HDZ Shingles w/ roofing nails according to manufacturer´s installation instructions. e) Install GAF Seal-A-Ridge Cap/Hip Shingles if necessary. f) Install .040 pre-finished aluminum drip edge. g) Install .040 pre-finished aluminum 6”x6” gutter. h) Install .040 pre-finished aluminum downspout. | 07 52 00 - MODIFIED BITUMINOUS MEMBRANE 07 31 10 - ASPHALT SHINGLES 07 62 00 - SHEET METAL FLASHING AND TRIM | SBS Roof System Styrene-Butadiene-Styrene Modified Bituminous Membrane Roofing Structurally Metal Deck Soprema Insulation Sopra-Iso Flat Polyiso Sopraboard Cover Board Sopralene Flam 180 Alsan Liquid Flashing System EPDM Rubber Strip Elastocol 500 Primer Sopramastic SBS Elastic Cement Lastobond Shield HT Underlayment Soprawalk Walkpads Pre-finished Aluminum Flashing Stainless Steel Reglet OMG Termination Bar Thaler Removable Cap Stack Jack Flashing Tectum, Wood, and Gypsum Deck Duotack 365 Insulation Adhesive
GC Storm Damage Reroofing, Repairs & Associated Waterproofing-3rd |  | Esteban V | Roofing Solutions | 100 PINECREST DR, PINEVILLE, LA 70360 | - | - | SBS ASPHALT SHINGLES STANDING SEAM METAL ROOF | SOPREMA GAF PAC-CLAD | I. SBS Roof System (over structurally sloped plywood) @ Home 213, Home 214, Home 215, Cottage Life & Canteen Roof, Residence No. 45 and Cottage 303. a) Remove existing roofing system downs to deck and replace roof decking if required. b) Provide and install 1-layer of Red Rosin Paper loose laid. c) Provide and install Soprema Modified Sopra G (Base sheet) mechanically fastened. d) Provide and install Soprema Sopralene Sanded 180 2.2 (Base ply) cold applied with Soprema Colly adhesive. e) Provide and install Soprema Sopralene 180 FR GR (Cap ply) w/ Soprema Coldply adhesive. f) Provide and install Soprema Sopralene Sanded 2.2 (Base flashing) and Sopralene 180 FR GR (cap flashing) w/ Cold ply adhesive. g) Provide and install Soprema Alsan Liquid Flashing system at all roof penetrations and drains. II. SBS Roof System (over flat plywood) @ Home 114 & Chapel a) Remove existing roofing system downs to deck and replace roof decking if required. b) Provide and install 1-layer of Red Rosin Paper loose laid. c) Provide and install Soprema Modified Sopra G (Base sheet) mechanically fastened. d) Provide and install Soprema 2” Sopra-ISO Flat Polyiso Insulation base layer mechanically fastened with #14 fasteners and 3” insulation plates. e) Provide and install Soprema ¼” slope Tapered Polyiso insulation hot mopped w/ Valero Type IV Asphalt. f) Provide and install Soprema ½” Sopra-ISO HD cover board hot mopped w/ Valero Type IV Asphalt. g) Provide and install Soprema Sopralene Sanded 180 2.2 (Base ply) hot mopped w/ Valero Type IV Asphalt. h) Provide and install Soprema Sopralene 180 FR GR (Cap ply) hot mopped w/ Valero Type IV Asphalt. i) Provide and install Soprema Sopralene Sanded 2.2 (Base flashing) and Sopralene 180 FR GR (cap flashing) w/ Colply adhesive. h) Provide and install Soprema Alsan Liquid Flashing system at all roof penetrations and drains. III. SBS Roof System (over flat metal deck) @ Office/Whirpool bldg a) Remove existing roofing system downs to deck and replace roof decking if required. b) Provide and install 1-layer of Red Rosin Paper loose laid. c) Provide and install Soprema Modified Sopra B (Base sheet) mechanically fastened. d) Provide and install Soprema 2” Sopra-ISO Flat Polyiso Insulation base layer mechanically fastened with #14 fasteners and 3” insulation plates. e) Provide and install Soprema ¼” slope Tapered Polyiso insulation hot mopped w/ Valero Type IV Asphalt. f) Provide and install Soprema ½” Sopra-ISO HD cover board hot mopped w/ Valero Type IV Asphalt. g) Provide and install Soprema Sopralene Sanded 180 2.2 (Base ply) hot mopped w/ Valero Type IV Asphalt. h) Provide and install Soprema Sopralene 180 FR GR (Cap ply) hot mopped w/ Valero Type IV Asphalt. i) Provide and install Soprema Sopralene Sanded 2.2 (Base flashing) and Sopralene 180 FR GR (cap flashing) w/ Colply adhesive. i) Provide and install Soprema Alsan Liquid Flashing system at all roof penetrations and drains. | Section 073113 - Asphalt Shingles section 074113 & 074213 – Metal Roof Panels & Metal Wall Panels Section 075224-075225 - SBS Modified Bituminous Roofing Section 077100 – Sheet Metal Flashing and Trim | SBS Roof System Plywood Roof Decking Red Rosin Paper Modified Sopra G Base Sheet Mechanically Fastened Sopralene Sanded 180 2.2 Base Ply Cold Applied Colly Adhesive Cap Ply Base Flashing Cap Flashing Alsan Liquid Flashing System Flat Plywood Sopra-ISO Flat Polyiso Insulation #14 Fasteners Tapered Polyiso Insulation Sopra-ISO HD Cover Board | *
OLGMC BRACC CCA Infusion Expansion 100% |  | Esteban V | Roofing Solutions | 1211 COOLIDGE STREET, LAFAYETTE, LA 70503 | MSBS GROUP ARCHITECTURE - INTERIOR DESIGN | 71.73 (SBS) 070 (FLUSH PANEL) | SBS FLUSH PANEL | SOPREMA PAC-CLAD | I. SBS Modified Bitumen Roof System over new structurally flat metal deck @ Overhang Accent Roof a) Simultaneously mechanically fasten 1-Layer of 1,5” Soprema SopraISO Flat Polyiso Insulation, 1/4" Soprema SopraISO Tapered Polyiso Insulation, 1/2" Soprema SopraISO Tapered Polyiso Insulation (At crickets only) and 1/4” Soprema Sopraboard Coverboard with Soprema #14 Fasteners and 3” Insulation plates down to metal deck b) Cold apply Soprema Sopralene 180 Sanded 2.2 (Base ply, Base flashing & Stripping ply) with Soprema Colply Adhesive c) Cold apply Soprema Sopralene 180 FR GR (Cap ply & Cap flashing) with Soprema Colply Adhesive d) Apply Soprema Alsan Liquid Flashing System at all roof penetrations (Ref. to shop drawings) e) Apply Soprema N°11 standard roofing white granules to cover exuded bead at membrane laps f) Install 24 ga. Pre-Finished Steel ES-1 Tested gravel stop, counterflashings II. SBS Modified Bitumen Roof System over new structurally flat concrete deck @ Main Roof a) Cold apply Soprema Sopralene 180 Sanded 2.2 with Soprema Colply EF Adhesive (Vapor Barrier required for Lightweight concrete deck. Installation depending on change order approval) b) Cold apply 1-Layer of 1,5” Soprema SopraISO Flat Polyiso Insulation with Soprema Duotack SPF Adhesive c) Cold apply 1/4" Soprema SopraISO Tapered Polyiso Insulation and 1/2" Soprema SopraISO Tapered Polyiso Insulation (At crickets only) with Soprema Duotack SPF Adhesive d) Cold apply 1/4” Soprema Sopraboard Coverboard with Soprema Duotack SPF Adhesive e) Cold apply Soprema Sopralene 180 Sanded 2.2 (Base ply, Base flashing & Stripping ply) with Soprema Colply Adhesive f) Cold apply Soprema Sopralene 180 FR GR (Cap ply & Cap flashing) with Soprema Colply Adhesive g) Install 36” x 60” Soprema Soprawalk (Walkway pads) h) Apply Soprema Alsan Liquid Flashing System at all roof penetrations (Ref. to shop drawings) i) Apply Soprema N°11 standard roofing white granules to cover exuded bead at membrane laps j) Install 24 ga. Pre-Finished Steel ES-1 Tested gravel stop, counterflashings k) Install 24 ga. Stainless Steel roof-to-wall expansion joint cover, cap flashing and sill flashing (2/A9.2) 37302 COMMERCE LANE PRAIRIEVILLE, LA 70769 225.744.3912 TELEPHONE 225.744.0037 FACSIMILE www.roofingsolutionsla.com SUBMITTALS FOR Ochsner Lafayette General Medical Center Burdin Riehl Center CCA Infusion Center Expansion SYSTEM SUMMARY I. Flush Metal Wall Panels System over existing precast concrete / cold formed metal framing @ a) Install 18 ga. Galvanized Steel 7/8” hat channels b) Install 22 ga. Pre-Finished Steel 12” PAC CLAD Flush Metal Wall Panels with its corresponding accessories according to Manufacturer´s installation instructions. c) Install 22 ga. Pre-Finished Steel J-trims, drip flashings and all wall panels related sheet metal flashing and trim. | Section 075200 - SBS Modified Membrane Roof Section 077100 - Metal Wall Panels | SBS Modified Bitumen Roof System Metal Deck Polyiso Insulation Tapered Polyiso Insulation Crickets Sopralene 180 Sanded 2.2 Colply Adhesive Alsan Liquid Flashing System Roof Penetrations Roofing White Granules Gravel Stop Concrete Deck Duotack SPF Adhesive Lightweight Concrete Deck Vapor Barrier Sopraboard Coverboard ES-1 Tested Walkway Pads Stainless Steel Roof-to-Wall Expansion Joint Flush Metal Wall Panels
LJ Alleman School Addition |  | Esteban V | Roofing Solutions | 600 ROSELAWN BOULEVARD, LAFAYETTE, LA 70503 | ARCHITECTS BEAZLEY MOLIERE | 362.70 (SBS) 4.21 (FLUSH PANEL) 37.88 (METAL WALL PANEL) | SBS FLUSH PANEL METAL WALL PANELS | SOPREMA (SBS) PAC-CKAD (FLUSH PANEL, METAL WALL PANEL) | ROOF SYSTEM SUMMARY I. I. SBS Modified Bituminous Membrane Roofing System over structurally sloped 1 1/2” Galvanized Metal Deck @ New Classroom Addition Roof (Ref. to A1/A151) a) Simultaneously mechanically fasten (1) Layer of 3.5” SOPREMA SOPRA-ISO FLAT POLYISO INSULATION + 1/2" SOPREMA SOPRA-ISO TAPERED POLYISO INSULATION (at crickets only) + 1/4" SOPREMA SOPRABORAD (COVERBOARD) w/ SOPREMA SOPRAFIX #14 MP FASTENERS AND 3” INSULATION PLATES b) Install 4” PRESSURE-TREATED WOOD CANT STRIP at all roof-to-parapet edges (per specs) c) Hot mop SOPREMA SOPRALENE 180 SANDED 2.2 (BASE PLY) W/ SEBS-MODIFIED MOPPING ASPHALT d) Hot mop SOPREMA SOPRALENE 180 FR GR (CAP PLY) W/ SEBS-MODIFIED MOPPING ASPHALT e) Prime all parapet walls w/ SOPREMA ELASTOCOL 500 (per specs) f) Torch apply SOPREMA SOPRALENE FLAM 180 (BASE FLASING and STRIPPING PLY) g) Torch apply SOPREMA SOPRALENE FLAM 180 FR GR (CAP FLASHING) h) Install SOPREMA ALSAN LIQUID FLASHING w/ SOPREMA ALSAN POLYFLEECE at all roof penetrations i) Install (16) downspout boots (to be confirmed) j) Install (4) 24 GA. STAINLESS STEEL SPLASH PAN at all door canopies downspout exits (per note 07.67B in A1/A151) (per detail C3/A152) k) Install 24 GA. PRE-FINISHED STEEL COPING CAP, DRIP EDGE w/ 6” WIDE 24 GA. PRE-FINISHED STEEL EXPOSED COVER PLATE and fasteners @ 3” O.C. STAGGERED l) Install 24 GA. PRE-FINISHED STEEL COUNTERFLASHINGS, RECEIVER and any other roof related flashing and trim and fasteners @ 8” O.C. m) Install 24 GA. PRE-FINISHED STEEL 2” WIDE CLIP @ 30” O.C. at all CMU/Brick reglet flashings (per detail B5/A152) n) Install 24 GA. PREFINISHED STEEL GUTTER w/ gutter expansion joint o) Install 24 GA. PRE-FINISHED STEEL 6”X6” DOWNSPOUT and 24 GA. PRE-FINISHED DOWNSPOUT STRAPS II. II. SBS Modified Bituminous Membrane Roofing System over structurally sloped Galvanized Metal Deck @ New Classroom Addition Door Canopies Pop-Up Roof North and South (Ref. to A1/A151) a) Simultaneously mechanically fasten (1) Layer of 3.5” SOPREMA SOPRA-ISO FLAT POLYISO INSULATION + ¼” SOPREMA SOPRABORAD (COVERBOARD) w/ SOPREMA SOPRAFIX #14 MP FASTENERS AND 3” INSULATION PLATES b) Hot mop SOPREMA SOPRALENE 180 SANDED 2.2 (BASE PLY) W/ SEBS-MODIFIED MOPPING ASPHALT c) Hot mop SOPREMA SOPRALENE 180 FR GR (CAP PLY) W/ SEBS-MODIFIED MOPPING ASPHALT d) Torch apply SOPREMA SOPRALENE FLAM 180 (BASE FLASING and STRIPPING PLY) e) Torch apply SOPREMA SOPRALENE FLAM 180 FR GR (CAP FLASHING) f) Install 24 GA. PRE-FINISHED STEEL DRIP EDGE w/ 6” WIDE 24 GA. PRE-FINISHED STEEL EXPOSED COVER PLATE and fasteners @ 3” O.C. STAGGERED g) Install 24 GA. PREFINISHED STEEL GUTTER w/ gutter expansion joint h) Install 24 GA. PRE-FINISHED STEEL 6”X6” DOWNSPOUT and 24 GA. PRE-FINISHED DOWNSPOUT STRAPS METAL WALL PANELS SYSTEM SUMMARY I. I. 12” Formed Metal Wall Panels over 8” thick CMU Wall @ New Classroom Addition South, North, West and East Elevations (ref. to A201, A202) a) Install C w/ 1/4” DIAMETER TAPCON PHILLIPS HEAD CONCRETE ANCHOR @ 12” O.C (EMBED 1” INTO SUBSTRATE) b) Install 2” EPS RIGID INSULATION (manufacturer to be confirmed) between “Z” Channels c) Install horizontally 24 GA. PRE-FINISHED STEEL 12” PAC-CLAD HWP WALL PANEL over “Z” Channels according to manufacturer’s installation instructions (install only @ first row of panels from top to bottom per detail A1/A152 and A3/A152) d) Install 24 GA. PRE-FINISHED STEEL flashing and trim related to wall panels II. II. 16” Formed Metal Wall Panels over 8” thick CMU Wall @ New Classroom Addition South, North, West and East Elevations (ref. to A201, A202) a) Install (gauge to be confirmed) GA. STEEL 2” “Z” CHANNELS @ (spacing to be confirmed) on top of CMU Wall b) Install 2” EPS RIGID INSULATION (manufacturer to be confirmed) between “Z” Channels c) Install horizontally 24 GA. PRE-FINISHED STEEL 16” PAC-CLAD HIGHLINE B2 WALL PANEL over “Z” Channels according to manufacturer’s installation instructions (install only after first row of 12” panels from top to bottom per detail A1/A152 and A3/A152) d) Install 24 GA. PRE-FINISHED STEEL THRU-WALL FLASHING @ Brick to Metal Wall Panel transition (per detail B1/A501) e) Install 24 GA. PRE-FINISHED STEEL flashing and trim related to wall panels SOFFIT METAL PANELS SYSTEM SUMMARY I. I. 11” Formed Flush Soffit Panels over 6” Structural Steel Studs at 16” O.C @ Door Canopies Pop-Up Roof North and South (per. Section A1/A311, Section 3/S603 and Plan A1/A111) a) Install 24 GA. PRE-FINISHED 11” PAC-CLAD FLUSH SOFFIT PANEL according to manufacturer’s installation instructions b) Install 24 GA. PRE-FINISHED STEEL flashing and trim related to soffit panels | Section 055000 – Metal Fabrications Section 074213 - Formed Wall Panels Submittal Section 075216 - SBS Modified Membrane Roofing Section 076200 - Sheet Metal Flashing and Trim | Roofing System SBS Modified Bituminous Membrane Galvanized Metal Deck SOPREMA SOPRA-ISO Polyiso Insulation SOPREMA SOPRABORAD Hot Mop SOPREMA SOPRALENE SEBS-Modified Mopping Asphalt SOPREMA ELASTOCOL 500 Torch Apply ALSAN LIQUID FLASHING Downspout Boots Stainless Steel Splash Pan Prefinished Steel Coping Cap Drip Edge Counterflashings Reglet Flashings Gutter Expansion Joint Formed Metal Wall Panels
Tulane Housing Phase 1 (THP1) - 100% |  | Esteban V | Roofing Solutions | 31 McAlister Drive, New Orleans, LA 70118 | EskewDumezRipple | 352.86 (SBS) 28.79 (LIQUID APPLIED) 28.79 (PAVERS) | SBS LIQUID APPLIED PAVERS | SOPREMA (SBS) SOPREMA (LIQUID APPLIED) BISON (PAVERS) | Section 075216 – Styrene-Butadiene-Styrene Modified Bituminous Roofing (SBS) I. SBS Roof System over Lightweight Insulating Concrete Deck a) Install Elastizell Lightweight Insulating Concrete Deck w/ 7” EPS Insulation Board. b) Torch apply Soprema Colvent 180 TG (Base Ply) over LWIC deck. c) Torch apply Soprema Sopralene Flam 250 FR GR (SG) (Cap Ply). d) Torch apply Soprema Sopralene Flam 180 (Base Flashing and Stripping Ply). e) Torch apply Soprema Sopralast 50 TV Alu (Cap Flashing). f) Install Soprema Soprawalk Walkpads at indicated areas only. g) Install Soprema Alsan Liquid Flashing System at all roof penetrations and roof drains. h) Install 0.032” pre-finished aluminum fascia, collector head, downspout, drip edge and counter flashings. i) Install 0.040” pre-finished aluminum coping cap and expansion joint cover. j) Install 24 ga. stainless steel scuppers. k) Install (3) Roof Hatch w/ Safety Post. l) Install pressure-treated wood blocking @ roof edges, expansion joints and parapet caps only (this is a change order). m) Install Precision Ladders Aluminum Crossover Ships Stair at indicated area only (this is a change order). n) Install Emseal Roof Joint 0200 – Deck To Wall Expansion Joint at indicated areas. o) Install Soprema Soprajoint expansion joint at indicated areas only. Section 075556 – Fluid-Applied Protected Membrane Roofing II. Fluid-Applied Roofing System over Concrete Deck @ Plaza Deck a) Install Soprema Alsan RS 230 Liquid-Applied Roofing System, consisting of the following materials: - Soprema Alsan RS 230 Field (Base Coat). - Soprema Alsan RS Fleece. - Soprema Asan RS 230 Field (Top Coat). - Soprema Alsan RS 230 Flash (at flashings). b) Install Soprema Sopradrain Ecovent Drainage Mat over Liquid-Applied Roofing System. c) Loose laid (3) layers of 2” Owens Corning Foamular 1000 XPS Rigid Foam Insulation over drainage mat. d) Install Bison 24”x48”x2 3/4" Wausau Tile Frontier Concrete Pavers over Bison Versadjust Pedestal System at indicated areas only. e) Install Bison 2’x2’ Ipe Wood Tiles (Smooth) over Bison Versadjust Pedestal System at indicated areas only. f) Install Bison Versadjust Pedestal System under Planters (by others) (this is a change order). | Section 061000 – Rough Carpentry Section 075216 – Styrene-Butadiene-Styrene Modified Bituminous Roofing (SBS) Section 075556 – Fluid-Applied Protected Membrane Roofing Section 076200 – Sheet Metal Flashing & Trim Section 077200 – Roof Accessories Section 321400 – Unit Paving Section 079513 – Expansion Joint Cover Assemblies | Styrene-Butadiene-Styrene (SBS) Modified Bituminous Roofing Lightweight Insulating Concrete Deck Elastizell EPS Insulation Board Soprema Colvent 180 TG Torch Apply Sopralene Flam 250 FR GR (SG) Sopralene Flam 180 Sopralast 50 TV Alu Soprawalk Walkpads Alsan Liquid Flashing System Roof Penetrations Roof Drains Pre-finished Aluminum Fascia Collector Head Downspout Drip Edge Counter Flashings Expansion Joint Cover
Ochsner Gonzales 100% |  | Esteban V | Roofing Solutions | 2400 Hwy 44, Gonzales, LA 70737 | GRACEHEBERT ARCHITECTS, APAC | 256.54 (SBS) 12.50 (METAL ROOF) 81.54 (FLUSH PANELS) 16.89 (R-PANELS) 7.54 (SOFFIT PANELS) 12.90 (SOFFIT PANELS) | SBS METAL ROOF FLUSH PANELS R-PANELS SOFFIT PANELS SOFFIT PANELS | SOPREMA (SBS) PAC-CLAD (METAL ROOF) PAC-CLAD (FLUSH PANELS) PAC-CLAD (R-PANELS) PAC-CLAD (SOFFIT PANELS) LONGBOARD (SOFFIT PANELS) | Flush Metal Wall and Soffit Panels System a) 12” PAC CLAD Flush Metal Wall Panels Data Sheet b) PAC CLAD Flush Panel Color (Samples of custom color to be sent separately and approved by Architect) c) PAC CLAD´s 5 Year Finish Warranty Sample (Ref. item “h”) R-Panel Metal Wall Panels System d) 36” PAC CLAD R-36 Metal Wall Panels Data Sheet e) PAC CLAD Color Chart (Please select color for R-Panel Wall Panels System) f) PAC CLAD´s 5 Year Finish Warranty Sample g) PAC CLAD´s 5 Year Water tightness Warranty Sample Wood finish Soffit Panels System h) 1/2” Longboard Wood Grain Aluminum Soffit Panels and accessories Data Sheet i) Longboard Wood Grain Color Chart (Please select color for Wood Finish Soffit Panels) j) Manufacturer´s installation instructions k) Clark Dietrich hat channels Data Sheet l) Manufacturer´s 15 Year Finish Warranty Sample m) Roofing Solutions 2 Year Workmanship Warranty Sample n) Roofing Solutions´ Qualification Statement II. Section 074113 – Metal Roof Panels a) PAC CLAD Tite-Loc Plus Standing Seam Metal Roof System Data Sheet b) PAC CLAD Color Chart (Please select color for Standing Seam Metal Roof System) c) PAC CLAD´s Installation Instructions d) Soprema SopraISO Tapered Polyiso Insulation Data Sheet e) 5/8” Plywood sheathing Data Sheet f) Soprema #14 Fasteners Data Sheet (Plywood attachment) g) Midstates Asphalt Quick Stick HT Self-Adhering Underlayment Data Sheet h) PAC CLAD´s 5 Year Water tightness Warranty Sample i) PAC CLAD´s 5 Year Finish Warranty Sample | Section 077100 - Roof Specialties Section 074113 - Metal Roof Panels Section 075200 - Modified Membrane Roof Section 076200, 077100 - Sheet Metal Flashing and Roof Specialties Section 074213.23 Metal Composite Material Wall Panels | Flush Metal Wall Soffit Panels System PAC CLAD Metal Wall Panels Data Sheet Color Samples Custom Color Architect Approval Finish Warranty R-Panel R-36 Metal Wall Panels Color Chart Water tightness Warranty Wood finish Soffit Panels Longboard Wood Grain Aluminum Soffit Panels Accessories Installation Instructions Clark Dietrich hat channels 15 Year Finish Warranty Metal Roof Panels
Fire Station #20, Jackson, MS REBID |  | Esteban V | Roofing Solutions | 4445 MEDGAR EVERS BOULEVARD, JACKSON, MS 39213 | CANIZARO CAWTHON DAVIS | 91 (FIRESTONE) 72 (METAL WALL PANELS) | SBS METAL WALL PANELS | FIRESTONE BERRIDGE | Section 07550 – Modified Bituminous Membrane Roofing I. SBS Roof System over sloped Metal Deck (by others) @ East Main Roof, West Main Roof and Lower Roof. a) Mechanically attach the following materials w/ Firestone Heavy Duty Fastener and 3” Insulation Fastening Plate: - (1) Layer of 1.5” Firestone ISO 95+ GL Flat Polyiso Insulation - (1) Layer of 2” Firestone ISO 95+ GL Flat Polyiso Insulation - 1/2” slope Firestone ISO 95+ GL Tapered Polyiso Insulation (crickets) - 1/2" Georgia-Pacific DensDeck Prime Roof Board (Cover Board). b) Hot-mop Firestone SBS Base (Base Ply) w/ Valero Type IV Asphalt. c) Hot-mop Firestone SBS FR Cap (Cap Ply) w/ Valero Type IV Asphalt. d) Torch-apply Firestone SBS Glass Torch Base (Base Flashing and Stripping Ply). e) Torch-apply Firestone SBS FR Torch (Cap Flashing). f) Install Firestone UltraFlash Two-Part Liquid Flashing system at all roof penetrations. g) Install 0.050” pre-finished aluminum gravel guard, gutters, downspouts, counter flashings and any other roof related flashing and trim. h) Install (2) concrete splash blocks at indicated locations only. METAL WALL PANELS AND METAL SOFFIT PANELS SYSTEM SUMMARY Section 07421 – Preformed Metal Panels I. Single skin metal wall panels system over rigid insulation (by others) and gypsum sheathing (by others) @ South Elevation, East Elevation, West Elevation, North Elevation, and per building sections 2, 3, 5/A311. a) Install 16 ga. 3.5” steel Z-Furring over rigid insulation and gypsum sheathing (by others) at indicated locations only. b) Install 16 ga. 7/8” hat channels over rigid insulation and gypsum sheathing (by others) at indicated locations only. c) Install 24 ga. pre-finished steel 12” Berridge FW-12 Smooth Wall Panel according to manufacturer’s installation instructions. d) Install 24 ga. pre-finished steel wall panels related flashing and trim. II. Flush metal soffit panels system over rigid insulation (by others) and gypsum sheathing (by others) per 1/A131 and 3, 4/A321. a) Install 16 ga. 7/8” hat channels over rigid insulation and gypsum sheathing (by others) at indicated locations only. b) Install 24 ga. pre-finished steel 12” Berridge FW-12 Smooth Soffit Panel according to manufacturer’s installation instructions. c) Install 24 ga. pre-finished steel wall panels related flashing and trim. | 07 52 00 - MODIFIED BITUMINOUS MEMBRANE 07 42 13 - METAL WALL PANELS 07 62 00 - SHEET METAL FLASHING AND TRIM | SBS Roof System Firestone Heavy Duty Fastener Polyiso Insulation DensDeck Prime Roof Board Valero Type IV Asphalt Firestone SBS Base Firestone SBS FR Cap Firestone SBS Glass Torch Base Firestone SBS FR Torch UltraFlash Two-Part Liquid Flashing Pre-finished Aluminum Gravel Guard Concrete Splash Blocks Preformed Metal Panels Single Skin Metal Wall Panels Steel Z-Furring Hat Channels Berridge FW-12 Smooth Wall Panel Flush Metal Soffit Panels Wall Panel Flashing Soffit Panel Trim
Fire Station Dormitory at the State Fire Academy |  | Esteban V | Roofing Solutions | 751-1499 FIRE ACADEMY LANE, PEARL, MS 39208 | BURRIS/WAGNON ARCHITECTS, P.A. | 224 (SBS) 169 (METAL WALL PANELS) | SBS METAL WALL PANELS | METAL SALES | Section 07535 – SBS Modified Bituminous Roofing and Roof Insulation I. SBS Roof System over 1 1/2” 20 Ga. Galvanized Steel Roof Deck @Roof A, E, F and H. a) Mechanically attach (1) layer of 1.5” Soprema Sopra-ISO Flat Polyiso Insulation, attached w/ Soprema Soprafix #14 MP Fastener and 3” Insulation Plate. b) Hot mop the following materials w/ Valero Type IV Asphalt: - (1) Layer of 1” Soprema Sopra-ISO Flat Polyiso Insulation - 1/4" Slope Soprema Sopra-ISO Tapered Polyiso Insulation - 1/2" Slope Soprema Sopra-ISO Tapered Polyiso Insulation (crickets) @ Roof A and F. - 1/4" Slope Soprema Sopra-ISO Tapered Polyiso Insulation (crickets) + 1/8" Slope Soprema Sopra-ISO Tapered Polyiso Insulation (crickets) @ Roof H only. Refer to shop drawings for location. - 1/4” Soprema Sopraboard (Cover Board). c) Prime all concrete/masonry surfaces w/ Soprema Elastocol 500 Primer. d) Hot mop Soprema Sopralene 180 Sanded 2.2 (Base Ply) w/ Valero Type IV Asphalt. e) Hot mop Soprema Sopralene 250 FR GR (Cap Ply) w/ Valero Type IV Asphalt. f) Torch apply Soprema Sopralene Flam 180 (Base Flashing and Stripping Ply). g) Prime w/ Soprema Elastocol Stick @ wood blocking or sheathed parapet condition. h) Adhere Soprema Sopralene Flam Stick (Base Flashing) @ wood blocking parapet or sheathed parapet condition. i) Torch apply Soprema Sopralast 50 TV ALU (Cap Flashing). j) Install Soprema Alsan Liquid Flashing System at all roof penetrations and roof drains. k) Install Soprema Alsan RS 230 Liquid Flashing System @ limited portion of Roof F and H. Refer to shop drawings for location. l) Install (2) Roof Hatch with Safety Railing at roof A and H. Refer to product data. m) Install pressure-treated wood blocking at roof perimeter, curbs and expansion joints. Refer to shop drawings for specific thickness. n) Install pressure-treated wood blocking at generator enclosure, mechanical pad, metal screen and exterior stair wall. Refer to shop drawings for specific thickness. o) Install 3/4" pressure-treated plywood sheathing at parapet (refer to shop drawings). p) Install 24 ga. pre-finished steel gutters, downspouts, downspout stand-off brackets, fascia, expansion joint cover, counter flashings, face plates, conductor heads. q) Install 24 ga pre-finished steel gravel guards w/ 6” concealed plate joint. r) Install 24 ga pre-finished steel coping caps w/ 6” concealed plate joint. s) Install 22 ga. pre-finished steel fascia (refer to shop drawings). t) Install 0.050” clear anodized aluminum fascia (refer to shop drawings). u) Install 16 oz. copper corrugated splash pans and storm collar (refer to shop drawings). v) Install Soprema SopraSpan Pre-fabricated Roof-to-Wall Expansion Joint System w/ Dow Corning Silicone Transition Strip and Dow Corning 795 Sealant @ Roof E only. Refer to shop drawings. II. SBS Roof System over 1 1/2” 20 Ga. Galvanized Steel Roof Deck @Roof B and C. a) Mechanically attach (1) layer of 1.5” Soprema Sopra-ISO Flat Polyiso Insulation, attached w/ Soprema Soprafix #14 MP Fastener and 3” Insulation Plate. b) Hot mop the following materials w/ Valero Type IV Asphalt: - (1) Layer of 1.5” Soprema Sopra-ISO Flat Polyiso Insulation - 1/4" Slope Soprema Sopra-ISO Tapered Polyiso Insulation - 1/4” Soprema Sopraboard (Cover Board) c) Prime all concrete/masonry surfaces w/ Soprema Elastocol 500 Primer. d) Hot mop Soprema Sopralene 180 Sanded 2.2 (Base Ply) w/ Valero Type IV Asphalt. e) Hot mop Soprema Sopralene 250 FR GR (Cap Ply) w/ Valero Type IV Asphalt. f) Torch apply Soprema Sopralene Flam 180 (Base Flashing and Stripping Ply). g) Prime w/ Soprema Elastocol Stick @ wood blocking or sheathed parapet condition. h) Adhere Soprema Sopralene Flam Stick (Base Flashing) @ wood blocking or sheathed parapet condition. i) Torch apply Soprema Sopralast 50 TV ALU (Cap Flashing). j) Install Soprema Alsan Liquid Flashing System at all roof penetrations and roof drains. k) Install pressure-treated wood blocking at roof perimeter, curbs and expansion joints. Refer to shop drawings for specific thickness. l) Install 24 ga. pre-finished steel gutters, downspouts, downspout stand-off brackets, fascia, expansion joint cover, counter flashings, face plates, conductor heads, gravel guards, coping caps. m) Install 24 ga. stainless steel scupper. III. SBS Roof System over Steel Roof Deck @ Roof A.1, B.1, E.1, F.1, F.2, F.3, H.1, H.2 and G. a) Cold adhere 1/8" Slope Soprema Sopra-ISO Tapered Polyiso Insulation (to start at half “AA” board) w/ Soprema Duotack 365 Insulation Adhesive @ Roof A.1. b) Cold adhere 1/4” Soprema Sopraboard (Cover Board) w/ Soprema Duotack 365 Insulation Adhesive @ Roof A.1. c) Cold adhere 1/8" Slope Soprema Sopra-ISO Tapered Polyiso Insulation w/ Soprema Duotack 365 Insulation Adhesive @ Roof G. d) Mechanically attach (1) Layer of 1.5" Soprema Sopra-ISO Flat Polyiso Insulation, attached w/ Soprema Soprafix #14 MP Fastener and 3” Insulation Plate @ Roof B.1 (not installed over metal plate roof overhang). e) Hot mop (1) Layer of 1.5" Soprema Sopra-ISO Flat Polyiso Insulation w/ Valero Type IV Asphalt @ Roof B.1 (not installed over metal plate roof overhang). f) Hot mop 1/8" Slope Soprema Sopra-ISO Tapered Polyiso Insulation (to start at half “AA” board) w/ Valero Type IV Asphalt @ Roof B.1. g) Mechanically attach 1/8" Slope Soprema Sopra-ISO Tapered Polyiso Insulation attached w/ Soprema Soprafix #14 MP Fastener and 3” Insulation Plate @ Roof E.1, F.1, H.1 and H.2. h) Cold adhere 1/8" Slope Soprema Sopra-ISO Tapered Polyiso Insulation (starting at “B” board) w/ Soprema Duotack 365 Insulation Adhesive @ Roof F.2. i) Mechanically attach 1/8" Slope Soprema Sopra-ISO Tapered Polyiso Insulation (starting at “B” board) w/ Soprema Soprafix #14 MP Fastener and 3” Insulation Plate @ Roof F.3. j) Hot mop the following materials w/ Valero Type IV Asphalt: - 1/4" Slope Soprema Sopra-ISO Tapered Polyiso Insulation (crickets) @ Roof G and H.2 only. - 1/4” Soprema Sopraboard (Cover Board) @ Roof B.1, E.1, F.1, F.2, F.3, H.1, H.2 and G. k) Prime all concrete/masonry surfaces w/ Soprema Elastocol 500 Primer. l) Hot mop Soprema Sopralene 180 Sanded 2.2 (Base Ply) w/ Valero Type IV Asphalt. m) Hot mop Soprema Sopralene 250 FR GR (Cap Ply) w/ Valero Type IV Asphalt. n) Torch apply Soprema Sopralene Flam 180 (Base Flashing and Stripping Ply). o) Prime w/ Soprema Elastocol Stick @ wood blocking or sheathed parapet condition. p) Adhere Soprema Sopralene Flam Stick (Base Flashing) @ wood blocking or sheathed parapet condition. q) Torch apply Soprema Sopralast 50 TV ALU (Cap Flashing). r) Install Soprema Alsan RS 230 Liquid Flashing System @ Roof A.1 and at limited portions of Roof G. Refer to shop drawings for location. s) Install Soprema Alsan Liquid Flashing System at all roof penetrations and roof drains. t) Install pressure-treated wood blocking at roof perimeter. Refer to shop drawings for specific thickness. u) Install 24 ga. pre-finished steel fascia, counter flashings, gravel guards. IV. SBS Roof System over 1 1/2” 20 Ga. Galvanized Steel Roof Deck @Roof D. a) Mechanically attach (1) layer of 2” Soprema Sopra-ISO Flat Polyiso Insulation, attached w/ Soprema Soprafix #14 MP Fastener and 3” Insulation Plate. b) Hot mop the following materials w/ Valero Type IV Asphalt: - (1) Layer of 2” Soprema Sopra-ISO Flat Polyiso Insulation - 1/4" Slope Soprema Sopra-ISO Tapered Polyiso Insulation (starting at X+4) 1/4” Soprema Sopraboard (Cover Board). c) Prime all concrete/masonry surfaces w/ Soprema Elastocol 500 Primer. d) Hot mop Soprema Sopralene 180 Sanded 2.2 (Base Ply) w/ Valero Type IV Asphalt. e) Hot mop Soprema Sopralene 250 FR GR (Cap Ply) w/ Valero Type IV Asphalt. f) Torch apply Soprema Sopralene Flam 180 (Base Flashing and Stripping Ply). g) Prime w/ Soprema Elastocol Stick @ wood blocking or sheathed parapet condition. h) Adhere Soprema Sopralene Flam Stick (Base Flashing) @ wood blocking or sheathed parapet condition. i) Torch apply Soprema Sopralast 50 TV ALU (Cap Flashing). j) Install Soprema Alsan Liquid Flashing System at all roof penetrations and roof drains. k) Install pressure-treated wood blocking at roof perimeter, curbs and expansion joints. Refer to shop drawings for specific thickness. l) Install 3/4" pressure-treated plywood sheathing at parapet (refer to shop drawings). m) Install 24 ga. pre-finished steel fascia, expansion joint cover, counter flashings, face plates, conductor heads, gravel guards, coping caps. n) Install 24 ga. stainless steel scuppers. V. SBS Roof System over 1 1/2” 20 Ga. Galvanized Steel Roof Deck @Roof F (sloped deck areas and “flat areas”). a) Mechanically attach (1) layer of 2” Soprema Sopra-ISO Flat Polyiso Insulation, attached w/ Soprema Soprafix #14 MP Fastener and 3” Insulation Plate. b) Hot mop the following materials w/ Valero Type IV Asphalt: - (2) Layer of 2” Soprema Sopra-ISO Flat Polyiso Insulation - (1) Layer of 1” Soprema Sopra-ISO Flat Polyiso Insulation - 1/4” Soprema Sopraboard (Cover Board). c) Prime all concrete/masonry surfaces w/ Soprema Elastocol 500 Primer. d) Hot mop Soprema Sopralene 180 Sanded 2.2 (Base Ply) w/ Valero Type IV Asphalt. e) Hot mop Soprema Sopralene 250 FR GR (Cap Ply) w/ Valero Type IV Asphalt. f) Torch apply Soprema Sopralene Flam 180 (Base Flashing and Stripping Ply). g) Prime w/ Soprema Elastocol Stick @ wood blocking or sheathed parapet condition. h) Adhere Soprema Sopralene Flam Stick (Base Flashing) @ wood blocking or sheathed parapet condition. i) Torch apply Soprema Sopralast 50 TV ALU (Cap Flashing). j) Install Soprema Alsan Liquid Flashing System at all roof penetrations and roof drains. k) Install pressure-treated wood blocking at roof perimeter, curbs and expansion joints. Refer to shop drawings for specific thickness. l) Install 3/4" pressure-treated plywood sheathing at parapet (refer to shop drawings). m) Install 24 ga. pre-finished steel fascia, expansion joint cover, counter flashings, face plates, conductor heads, gravel guards, coping caps. VI. SBS Roof System over concrete deck @ Roof I (transformer/generator enclosure). a) Cold adhere 1/4” Soprema Sopraboard (Cover Board), attached w/ Soprema Duotack 365 Insulation Adhesive. b) Hot mop Soprema Sopralene 180 Sanded 2.2 (Base Ply) w/ Valero Type IV Asphalt. c) Hot mop Soprema Sopralene 250 FR GR (Cap Ply) w/ Valero Type IV Asphalt. d) Torch apply Soprema Sopralene Flam 180 (Base Flashing and Stripping Ply). e) Torch apply Soprema Sopralast 50 TV ALU (Cap Flashing). f) Install Soprema Alsan Liquid Flashing System at all roof penetrations and roof drains. g) Install pressure-treated wood blocking at roof perimeter and generator enclosure. Refer to shop drawings for specific thickness. h) Install 24 ga. pre-finished steel fascia, expansion joint cover, counter flashings, face plates, conductor heads, gravel guards, coping caps. METAL WALL AND SOFFIT PANELS SYSTEM SUMMARY Section 07415 – Preformed Metal Wall and Soffit Panels I. Metal Wall Panels System (Type 1) over 5/8” Gypsum Sheathing (by others) @ North Elevation, South Elevation, East Elevation and West Elevation. a) Install 20 ga. steel 1-1/2” Z-Channels. b) Install 20 ga. Steel 2-1/2” Z-Channel @ limited portions of West Elevation. c) Install 1-1/2” Dupont Thermax (ci) Exterior Flat Insulation between the Z-Channels w/ TruFast Grip- Deck TubeSeal Fasteners @ gypsum walls. d) Install 1-1/2” Dupont Thermax (ci) Exterior Flat Insulation between the Z-Channels w/ Down Great Stuff Pro Wall Adhesive @ CMU, concrete, masonry walls. e) Install 2-1/2” Dupont Thermax (ci) Exterior Flat Insulation between the Z-Channels w/ Down Great Stuff Pro Wall Adhesive @ limited portions of West Elevation over CMU walls. f) Install 2-1/2” Dupont Thermax (ci) Exterior Flat Insulation between the Z-Channels w/ TruFast Grip- Deck TubeSeal Fasteners @ limited portions of West Elevation over gypsum walls. g) Install 24 ga. pre-finished steel Metal Sales 28” T10-A Wall Panel and associated accessories according to manufacturer’s installation instructions. h) Install 24 ga. pre-finished steel flashings related to the wall panels system. II. Metal Wall Panels System (Type 2) over 7/8” Hat Channels @ Interior Walls and Canopy Soffits (refer to shop drawings for location). a) Install 7/8” 20 ga. steel Hat Channels. b) Install 24 ga. pre-finished steel Metal Sales 36” T16-E Wall Panel and associated accessories according to manufacturer’s installation instructions. c) Install 24 ga. pre-finished steel flashings related to the wall panels system. III. Metal Liner Panels System over 7/8” Hat Channels @ Interior Walls of Truckbay and Training Mezzanines #1 and #2 Interior Walls (refer to shop drawings for location). a) Install 7/8” 20 ga. steel Hat Channels. b) Install 24 ga. pre-finished steel Metal Sales 12” Liner/Soffit Panel and associated accessories according to manufacturer’s installation instructions. c) Install 24 ga. pre-finished steel flashings related to the wall panels system. | 07 53 50 - MODIFIED BITUMINOUS MEMBRANE 07 41 50 - PREFORMED METAL WALL AND SOFFIT PANELS | SBS Roof System Polyiso Insulation Valero Type IV Asphalt Soprema Sopra-ISO Tapered Polyiso Insulation Soprema Sopraboard Roof Penetrations Liquid Flashing System Roof Hatch Wood Blocking Pre-finished Steel Gutters Concrete/Masonry Surfaces Gravel Guards Fascia Expansion Joints Pressure-treated Plywood Stainless Steel Scuppers Duotack 365 Insulation Adhesive Metal Wall Panels Hat Channels
LSU Initial Modernization Solution-2nd-Highland Plant |  | Esteban V | Roofing Solutions | 66 Ag Center Drive, Baton Rouge, LA 70808 | Bernhard TME Engineering | 54.6 (SBS) 125.087 (METAL WALL PANELS) | SBS METAL WALL PANELS | SOPREMA (SBS) PAC-CLAD (METAL WALL PANELS) | I. SBS Roof System over existing LWC deck @ Highland Plant Building (expansion joint new location per plans). a) Demo existing roof system down to the LCW deck at portion shown on plans for new expansion joint. b) Mechanically fasten Soprema Sopra G Base Sheet w/ Soprema Twin Loc-Nails. c) Mechanically attach the following materials w/ Soprema #14 MP Fasteners and 3” Insulation Plates: - (1) layer of 1.5” Soprema Sopra-Iso Flat Polyiso Insulation - (1) layer of 2” Soprema Sopra-Iso Flat Polyiso Insulation - 1/4" slope Soprema Sopra-Iso Tapered Polyiso Insulation - 5/8” Georgia-Pacific DensDeck Prime Roof Boad (Cover Board) d) Torch-apply Soprema Sopralene Flam 180 (Base Ply, Base Flashing and Stripping Ply). e) Torch-apply Soprema Sopralene Flam 180 FR GR (Cap Ply and Cap Flashing). f) Prime all vertical concrete/CMU/brick substrates and metal horizontal flanges w/ Soprema Elastocol 500 Primer. g) Install 24 ga. pre-finished steel counter flashings and expansion joint covers. h) At the end of the expansion joint, extend the expansion joint down vertically to the face of the existing building. II. SBS Roof System over new flat metal deck @ Highland Plant New Building. i) Mechanically attach the following materials w/ Soprema #14 MP Fasteners and 3” Insulation Plates: - (1) layer of 1.5” Soprema Sopra-Iso Flat Polyiso Insulation - (1) layer of 2” Soprema Sopra-Iso Flat Polyiso Insulation - 1/4" slope Soprema Sopra-Iso Tapered Polyiso Insulation - 1/2" slope Soprema Sopra-Iso Tapered Polyiso Insulation (crickets) - 5/8” Georgia-Pacific DensDeck Prime Roof Boad (Cover Board) j) Torch-apply Soprema Sopralene Flam 180 (Base Ply, Base Flashing and Stripping Ply). k) Torch-apply Soprema Sopralene Flam 180 FR GR (Cap Ply and Cap Flashing). l) Prime all vertical concrete/CMU/brick substrates and metal horizontal flanges w/ Soprema Elastocol 500 Primer. m) Install Soprema Alsan Liquid Flashing System at all pipe penetrations and roof drains. n) Install 39”x24” Soprema Soprawalk Walkpads at roof ladder landing on both sides. o) Install 0.040” pre-finished aluminum coping caps w/ 6” concealed backup plate joint. p) Install 24 ga. pre-finished steel counter flashings. q) Install 24 ga. stainless steel scuppers. r) Install 20 ga. sheet steel spanning flute, 1” wider on each side as support and attach to the metal deck w/ Teck Screws at 1 side @ 24” O.C where bottom insulation board edge falls parallel to and on flute of the deck. I. Single Skin Metal Wall Panel System over CMU wall @ Highland Plant New Building. a) Install 16 ga. galvanized 1 ½” Z-Girts horizontally @ 24” O.C. over the CMU wall. b) Install 24 ga. pre-finished steel 16” Pac-Clad HWP Wall Panels according to manufacturer’s installation instructions. c) Install 24 ga. pre-finished steel flashing and trim related to wall panels. d) Install 24 ga. pre-finished steel base flashing w/ ¼” diameter weep holes @ 8” O.C. e) Install 24 ga. stainless steel base flashing at wall base. II. Single Skin Metal Wall Panel System over ½” pressure-treated Plywood Sheathing @ Highland Plant New Building. f) Install 24 ga. pre-finished steel 16” Pac-Clad HWP Wall Panels according to manufacturer’s installation instructions. g) Install 24 ga. pre-finished steel flashing and trim related to wall panels. h) Install 24 ga. pre-finished steel interlocking counter flashing at transition from bottom of the panel to the expansion joint cover. i) Install 24 ga. pre-finished steel base flashing w/ ¼” diameter weep holes @ 8” O.C. j) Install 24 ga. stainless steel base flashing at wall base. III. Exposed Fastener Wall Panel System over HSS @ Screen Wall. k) Install 0.050” pre-finished aluminum16” Pac-Clad 7.2 Exposed Fastener Wall Panels (perforated) according to manufacturer’s installation instructions. l) Install 0.050” pre-finished aluminum16” Pac-Clad 7.2 Exposed Fastener Wall Panels (solid) according to manufacturer’s installation instructions. m) Install 0.050” pre-finished aluminum flashing and trim related to wall panels. | Section 076200 – Sheet Metal Flashing and Trim Section 074213 – Metal Wall Panels Section 075200 – Modified Bituminous Membrane Roofing Section 075200 - Modified Bituminous Roofing | SBS Roof System LWC Deck Expansion Joint Demo Mechanically Fasten Soprema Sopra G Base Sheet Twin Loc-Nails Insulation Plates Polyiso Insulation Georgia-Pacific DensDeck Prime Roof Board Torch-apply Sopralene Flam 180 Cap Ply Elastocol 500 Primer Counter Flashings Expansion Joint Covers Flat Metal Deck Alsan Liquid Flashing System Wall Panels Exposed Fastener Wall Panel System
Ochsner Chabert Exterior Repairs |  | Esteban V | Roofing Solutions | 1978 Industrial Blvd, Houma, LA 70363 | GROS FLORES POSITERRY, LLC | N/A | SBS METAL WALL PANELS INSULATED METAL WALL PANELS | SOPREMA (SBS) PAC-CLAD (METAL WALL PANELS) KINGSPAN (INSULATED METAL WALL PANELS) | I. SBS Roofing System a) Remove existing antenna tower base pad b) Install Soprema Soprawalk pad @ Antenna Tower Bases (P19 per plans) c) Apply Soprema Alsan Flashing System with the following materials @ Antenna Tower base anchors: - Soprema Alsan Liquid Flashing (Base Coat) - Soprema Alsan Fleece - Soprema Alsan Liquid Flashing (Top Coat) I. Metal Panel System a) Remove damaged fascia panels @ P6 b) Install 22 GA. Pre-finished steel Pac-Clad Tite-Loc panel @ P6 per plans c) Install 22 GA. Pre-finished steel wall panel related flashing and trim as needed, verify in field I. Insulated Metal Wall Panel System a) Remove damaged insulated metal wall panels @ P9, P10, P11, P12, P13, P15, P16 b) Install 2” thick 22 GA. Pre-finished steel Kingspan Optimo Insulated Metal Wall Panel System @ P9, P10, P11, P12, P13, P15, P16 according to manufacturer’s installation instructions c) Install 22 GA. Pre-finished steel insulated wall panel related flashing and trim | N/A | SBS Roofing System Antenna Tower Soprema Soprawalk pad Antenna Tower Bases Soprema Alsan Flashing System Liquid Flashing (Base Coat) Alsan Fleece Liquid Flashing (Top Coat) Metal Panel System Damaged fascia panels 22 GA. Pre-finished steel Pac-Clad Tite-Loc panel Wall panel Flashing and trim Insulated Metal Wall Panel System Damaged insulated metal wall panels Kingspan Optimo Insulated Metal Wall Panel System 2” thick Manufacturer’s installation instructions Insulated wall panel related flashing and trim
Newman Field House-2nd |  | Ivania G | Roofing Solutions | 2005 Veterans Memorial Boulevard, Metairie, LA 70002 | WOODWARD DESIGN GROUP | 44.5 (SBS) 4.87 (METAL WALL PANELS) 0.30 (SOFFIT) | SBS METAL WALL PANELS SOFFIT | SOPREMA (SBS) BERRIDGE (METAL WALL PANELS) BERRIDGE (SOFFIT) | Section 075201 - Modified Bituminous Membrane Roofing I. SBS Roof System over new sloped steel deck @ Main Roof and Valley Gutter Roof. a) Mechanically attach the following materials w/ Soprema #12 DP Fastener and 3” Metal Insulation Plate: - (1) Layer of 2.5” Soprema Sopra-iso Flat Polyiso Insulation - (1) Layer of 2” Soprema Sopra-iso Flat Polyiso Insulation - 1/4” slope Soprema Sopra-iso Tapered Polyiso Insulation (at valley gutter only) - 1/2” slope Soprema Sopra-iso Tapered Polyiso Insulation (at valley gutter only) - 1/2” slope Soprema Sopra-iso Tapered Polyiso Insulation (crickets) - 1/4" Soprema Sopraboard (Cover Board) b) Torch-apply Soprema Sopralene Flam 250 (Base Ply, Base Flashing and Stripping Ply). c) Torch-apply Soprema Sopralene Flam 250 FR GR (Cap Ply and Cap Flashing). d) Apply Soprema Elastocol 500 Primer at all vertical concrete/brick surfaces and horizontal metal flanges. e) Install Soprema Alsan Liquid Flashing System at all roof penetrations and roof drains with the following materials: - Soprema Alsan Liquid Flashing (Base Coat) - Soprema Alsan Fleece - Soprema Alsan Liquid Flashing (Top Coat) f) Install Soprema Soprawalk Walkpads at Main Roof. g) Install (1) Single-Leaf Roof Hatch w/ Safety Railing. h) Install 24 ga. pre-finished steel splash pads at all downspouts at Valley Gutter. i) Install 24 ga. pre-finished steel coping caps w/ a 4” concealed plate joint. j) Install 24 ga. pre-finished steel gutters, downspouts, drip edge flashings and counter flashings. SINGLE SKIN METAL WALL/SOFFIT PANELS SYSTEM SUMMARY Section 074213 – Metal Wall Panels I. Metal Wall Panels over 5/8” Gypsum Sheathing @ Valley Gutter Roof East Wall, Elevation @ Danneel Street, Elevation @ Loyola side and @ Stair Lintel. a) Install 16 ga. steel 1” “Z” Channels over gypsum sheathing. b) Install 24 ga. pre-finished steel Berridge 12” FW-12 Wall Panel (smooth-no grooves) according to manufacturer’s installation instructions. c) Install 24 ga. pre-finished steel gutters wall panels related flashing and trim. II. Metal Soffit Panels over 5/8” Gypsum Sheathing @ Stair Lintel. a) Install 16 ga. steel 1” “Z” Channels over gypsum sheathing. b) Install 24 ga. pre-finished steel Berridge 12” FW-12 Soffit Panel (smooth-no grooves) according to manufacturer’s installation instructions. c) Install 24 ga. pre-finished steel gutters wall panels related flashing and trim. | Section 074213 - Metal Wall Panels Section 075201 - Modified Bituminous Membrane Roofing Section 076200 - Sheet Metal and Trim Section 077200 - Roof Accessories | Modified Bituminous Membrane Roofing SBS Roof System Sloped Steel Deck Mechanically Attach Soprema #12 DP Fastener Metal Insulation Plate Polyiso Insulation Tapered Polyiso Insulation Valley Gutter Torch-apply Sopralene Flam 250 Base Ply Cap Ply Elastocol 500 Primer Alsan Liquid Flashing System Soprawalk Walkpads Roof Hatch Steel Splash Pads Coping Caps Metal Wall Panels
MSU Engineering & Science Complex |  | Ivania G | Roofing Solutions | 250 HARDY ROAD, MISSISSIPPI STATE, MS 39762 | ELEY GUILD HARDY ARCHITECTS | 132.96 (SBS) 206.36 (SHINGLES) | SBS SHINGLES | SOPREMA (SBS) GAF (SHINGLES) | I. ARCHITECTURAL ASPHALT SHINGLES ROOF SYSTEM @ THIRD FLOOR NORTH WING, THIRD FLOOR SOUTH WING, HIGH BAY TESTING SPACE AND LIVING ROOM (OVER NAILABLE INSULATION) a) MECHANICALLY ATTACH 4” W/ 5/8” PLYWOOD ATLAS ACFOAM NAIL BASE NAILABLE ROOF INSULATION (OVER ENTIRE ROOF DECK) b) INSTALL SELF-ADHERING UNDERLAYMENT OVER ENTIRE NAILABLE ROOF DECK*** c) INSTALL GAF SLATE LIFETIME DESIGNER SHINGLES (COLOR ANTIQUE SLATE) ACCORDING TO MANUFACTURE’S INSTALLATION INTRUCTIONS d) INSTALL GAF WEATHERBLOCKER STARTER STRIP ACCORDING TO MANUFACTUER’S INSTALLATION INTRUCTIONS (AT ROOF EDGES) e) INSTALL GAF TIMERTEX PREMIUM RIDGE/HIP CAP SHINGLES ACCORDING TO MANUFACTURER’S INSTALLATION INSTRUCTIONS f) INSTALL 22 GA. PRE-FINISHED STEEL GUTTERS, DOWNSPOUTS, DRIP FLASHING, COUNTERFLASHING, STEP FLASHING AND ANY OTHER METAL ROOF RELATED SHEET METAL FLASHINGS AND TRIM. g) INSTALL COPPER FINIAL ELEMENT (AT OCTAGON ROOF ONLY) **** II. ARCHITECTURAL ASPHALT SHINGLES ROOF SYSTEM @ SECOND FLOOR CANOPIES (OVER 5/8” PLYWOOD AND METAL DECK) h) INSTALL SELF-ADHERING UNDERLAYMENT OVER ENTIRE ROOF DECK i) INSTALL GAF SLATE LIFETIME DESIGNER SHINGLES (COLOR ANTIQUE SLATE) ACCORDING TO MANUFACTURE’S INSTALLATION INTRUCTIONS j) INSTALL GAF WEATHERBLOCKER STARTER STRIP ACCORDING TO MANUFACTUER’S INSTALLATION INTRUCTIONS (AT ROOF EDGES) k) INSTALL GAF TIMERTEX PREMIUM RIDGE/HIP CAP SHINGLES ACCORDING TO MANUFACTURER’S INSTALLATION INSTRUCTIONS l) INSTALL 22 GA. PRE-FINISHED STEEL GUTTERS, DOWNSPOUTS, DRIP FLASHING, COUNTERFLASHING, STEP FLASHING AND ANY OTHER METAL ROOF RELATED SHEET METAL FLASHINGS AND TRIM. III. SBS MODIFIED BITUMEN ROOF SYSTEM @ NORTH WING PENTHOUSE ROOF, SOUTH WING PENTHOUSE ROOF AND SECOND FLOOR ROOF (OVER 1 ½” FLAT METAL DECK) m) LOOSE LAID 5/8” GYPSUM SUBSTRATE BOARD (ON ENTIRE ROOF DECK)*** n) SIMULTANEOUSLY MECHANICALLY FASTEN (1) LAYER OF 1.5” SOPREMA SOPRA-ISO FLAT INSULATION, ¼” SOPREMA SOPRA-ISO TAPERED INSULATION, ½” SOPREMA SOPRA-ISO TAPERED INSULATION (AT CRICKETS ONLY) AND ¼” SOPREMA SOPRABOARD COVERBOARD W/ OMG #14 FASTENERS AND 3” INSULATION PLATES. o) TORCH APPLY SOPREMA SOPRALENE FLAM 180 (BASE PLY AND BASE FLASHING) p) TORCH APPLY SOPREMA SOPRALENE FLAM 180 FR GR (CAP PLY) q) TORCH APPLY SOPREMA SOPRALAST 50 TV ALU (CAP FLASHING) r) APPLY SOPREMA ALSAN FLASHING (AT ALL ROOF PENETRATIONS) s) INSTALL (1) BILCO 36”X36” SINGLE-LEAF LID ROOF HATCH (ONLY AT INDICATED LOCATION) | N/A | Architectural Asphalt shingles Roof system Third floor North wing South wing High bay testing space Living room Nailable insulation Mechanically attach Plywood Atlas ACFOAM nail base Self-adhering underlayment GAF slate lifetime designer shingles WeatherBlocker starter strip TimerTex premium ridge/hip cap shingles 22 GA. pre-finished steel gutters Downspouts Flashing Metal roof-related sheet metal flashings and trim
Newman Rehearsal Hall-2nd |  | Ivania G | Roofing Solutions | 1903 JEFFERSON AVENUE, NEW ORLEANS, LOUISIANA 70115 | WOODWARD DESIGN GROUP | 40.07 (SBS) 60.97 (SHINGLES) 3.88 (SOFFIT) 16.79 (METAL WALL PANELS) | SBS SHINGLES SOFFIT SOFFIT | SOPREMA (SBS) GAF (SHINGLES) BERRIDGE (SOFFIT) BERRIDGE (METAL WALL PANELS) | I. SBS Roof System over flat Metal Deck @ Main Roof a) Simultaneously mechanically fasten the following roofing components with Soprema #14 MP fasteners and 3” insulation plates: - 1-layer of 2.5” Soprema Sopra-Iso Polyiso insulation. - 1-layer of 2” Soprema Sopra-Iso polyiso insulation. - 1-layer of ¼” slope Soprema Sopra-Iso polyiso tapered insulation. - 1-layer of ½” USG Securock coverboard. b) Torch-apply Soprema Sopralene 250 Flam (base ply, base flashing, and stripping ply). c) Torch-apply Soprema Sopralene Flam 250 FR GR (cap ply and cap flashing). d) Install Soprema Alsan Liquid Flashing System at roof penetrations and roof drains. e) Install 24 ga. Prefinished steel coping, fascia, counterflashing, and drip edge. f) Install 7.5” x 5” GAF 24 ga. Prefinished steel prefabricated gutters. g) Install 5” x 4” GAF 24 ga. Prefinished steel prefabricated downspouts. h) Install Roof Hatch and Safety Railing post. II. SBS Roof System over flat Metal Deck @ Existing Roof Section a) Mechanically fasten 1-layer of ½ “ slope Soprema Sopra-Iso polyiso tapered insulation (at crickets only) with Soprema #14 MP fasteners and 3” insulation plates. b) Torch-apply Soprema Sopralene 250 Flam (base ply, base flashing, and stripping ply). b) Torch-apply Soprema Sopralene Flam 250 FR GR (cap ply and cap flashing). c) Install Soprema Alsan Liquid Flashing System at roof penetrations and roof drains. d) Install 24 ga. Prefinished steel counterflashing, and drip edge. ASPHALT SHINGLES ROOF SYSTEM SUMMARY Section 07 3113 – Asphalt Shingles I. Asphalt Shingles @ Main Roof a) Install 4.5” Atlas ACFoam Nail Base Nailable Roof Insulation over plywood deck. b) Install MidStates Quik-Stick HT self-adhering underlayment. c) Install GAF Pro-Start Starter Strip Shingles at eave and rake locations. d) Mechanically fasten GAF Timberline HDZ High Definition Shingles as per Manufacturer´s installation instructions using aluminum roofing nails . e) Install GAF Cobra Ridge Vent 3 Exhaust Vent. f) Install GAF Timbertex Premium ridge cap shingles. g) Install 24 ga. prefinished steel fascia flashing. h) Install 26 ga. prefinished steel valley and any roof-related flashing and trim. i) Install 7.5” x 5” GAF 24 ga. Prefinished steel prefabricated gutters. METAL PANELS SYSTEM SUMMARY Section 07 4213 – Metal Wall Panels II. Metal Wall Panels and Soffit over glass mat sheating (by others) @ indicated areas. j) Install 16” ga. steel 2” Z-Channels over glass mat sheating (by others). k) Install 2” Mineral Wool Insulation between the Z-Channels. l) Install 24 ga. prefinished steel Berridge FW-12 metal wall panels and soffits. m) Install 24 ga. prefinished steel j-trim at wall panels and soffits. n) Install 24 ga. prefinished steel panel-related flashing and trim. | Section 074213 - Metal Wall Panels Section 075201 - Modified Bituminous Membrane Roofing Section 076200 - Sheet Metal Flashing and Trim Section 077200 - Roofing Accesories | SBS Roof System Metal Deck Mechanically fasten Roofing components Polyiso insulation Slope insulation Coverboard Torch-apply Base ply Cap ply Liquid Flashing System Roof penetrations Prefinished steel Coping Fascia Counterflashing Gutter Downspout Roof Hatch Safety Railing post
New Jani-King Headquarters |  | Ivania G | Roofing Solutions | 40172 East Interstate I-55 Service Road, Ponchatoula, LA 70454 | Ritter Maher Architects | 18.25 (SBS) 95.55 (SHINGLES) 25.64 (TEE PANEL) | SBS SHINGLES TEE PANEL | JM (SBS) GAF (SHINGLES) BERRIDGE (TEE PANEL) | I. SBS Modified Bituminous Roof System (over structural flat metal deck) a) Preliminarily fasten (2) Layers of 2” JM Enrgy 3 Flat Polyiso Insulation + 1/4” JM Enrgy 3 Tapered Polyiso Insulation starting at 1.5” (to achieve R34.4) + ½” JM Enrgy 3 Tapered Polyiso Insulation (at crickets only) and 1” JM Fesco Board (Cover Board) with JM #12 Ultrafast Fasteners and 3” Flat Bottom Plates. b) Hot Mop JM Dynabase (Base Ply and Base Flashing) with Valero Type IV Roofing Asphalt c) Hot Mop JM Dynaglas FR (Cap Ply) with Valero Type IV Roofing Asphalt d) Hot Mop JM Dynaflex CR (Cap Flashing) with Valero Type IV Roofing Asphalt e) Apply JM PermaFlash Liquid Flashing System as per Manufacturer´s Installation Instructions (At all roof penetrations, scuppers and roof drains terminations only) f) Install 24 Ga. Stainless Steel Scuppers g) Install 24 Ga. Pre-Finished Steel Coping Caps SPRI ES-1 w/ Standing Seam Joint h) Install 24 Ga. Pre-Finished Steel counter flashings, conductor heads, downspouts and all roof related sheet metal flashing and trim II. Asphalt Shingles Roof System (over sloped plywood deck) a) Install Mid States Quik-Stick HT Pro Self-Adhering Underlayment over entire deck b) Install GAF Timberline HD Asphalt Shingles with 1-1/4” smooth shank roofing nails according to manufacturer’s installation instructions c) Install GAF Pro-Start Eave Starter Strip at indicated areas (ref. to Shop Drawings) d) Install GAF Seal-A-Ridge Cap Shingles at Ridges and Hips (ref. to Shop Drawings) e) Install 24 Ga. Pre-Finished Steel eave flashings, rake flashings and all roof related sheet metal flashing and trim III. Standing Seam Meta Roof System (over sloped plywood deck) a) Install Mid States Quik-Stick HT Pro Self-Adhering Underlayment over entire deck b) Install 24 Ga. Pre-Finished Steel 12 ¾” Berridge Tee-Panel Metal Roof Panel according to manufacturer’s installation instructions c) Install 24 Ga. Pre-Finished Steel eave flashings, rake flashings and all roof related sheet metal flashing and trim | Section 073113 - Asphalt Shingles Section 075216 - SBS Modified Bituminous Membrane Roofing Section 076100 - Sheet Metal Roofing Section 076200 - Sheet Metal Flashing and Trim | SBS Modified Bituminous Roof System Structural flat metal deck Polyiso Insulation Tapered Insulation R-value (R34.4) Cover Board Ultrafast Fasteners Flat Bottom Plates Hot Mop Base Ply Base Flashing Cap Ply Cap Flashing Liquid Flashing System Scuppers Stainless Steel Scuppers Pre-Finished Steel Coping Caps Standing Seam Joint Self-Adhering Underlayment Metal Roof Panel
LPSS District Office Renovations |  | Ivania G | Roofing Solutions | 202 Rue Iberville Lafayette, Louisiana 70508 | ZILER ARQUITECTS | 62.7 SBS 38.50 SOFFIT | SBS SOFFIT | SOPREMA (SBS) PAC-CLAD (SOFFIT) | Section 074600 – SOFFIT, WALL PANELS, TRIM, AND ACCESSORIES I. Soffit Panels System over Metal studs at the south, east, and west elevations a) Install 16 Ga. 7/8” Hat Channel over gypsum wall sheathing @ 24” O.C. (per plans). b) Install PAC-CLAD 24 Ga. Flush 12” Soffit Panel according to manufacturer’s installation instructions. c) Install 24 Ga. Pre-finished Steel j-trims flashing and any soffit-related flashing and trim. I. SBS Roof System over Metal Deck a) Mechanically fasten the following materials w/ Soprema Soprafix #14 MP fasteners and Soprema Soprafix 3” Insulation Plates: - (1) Layer of 2.5” Soprema Sopra-Iso Flat Polyiso Insulation - (1) Layer of 2” Soprema Sopra-Iso Flat Polyiso Insulation - 1/8” Slope Soprema Sopra-Iso Tapered Polyiso Insulation - 1/4” Slope Soprema Sopra-Iso Tapered Polyiso Insulation (crickets only) b) Adhere 1/4” Soprema Sopraboard Coverboard w/ Soprema Duotack 365 adhesive. c) Torch apply Soprema Sopralene Flam 180 (base ply, stripping ply, flashing base ply). d) Torch apply Soprema Sopralene Flam 180 FR GR (cap ply, flashing cap ply). e) Install Soprema Soprawalk Walkpads. f) Install Soprema Alsan Liquid Flashing System at all roof-related penetrations and roof drains. g) Install Soprema Elastocol 500 Primer over metal edges. h) Install Soprema Sopramastic SBS Elastic Cement at metal edges. i) Install Soprema Sopramastic SP1 at drip edges. j) Install 24 Ga. Pre-finished Steel counter flashing, downspouts, and any roof-related flashings. k) Install 36” x 36” Bilco Type E Roof Hatch w/ safety railing. l) Install Precision Ladders Tubular Fixed Ladder w/Walk-Thru. | Section 076200 Sheet Metal Flashing and Trim Section 075216 Modified Bituminous Membrane Roofing Section 074600 Soffit, Wall Panels, Trim and Accessories Section 075216 Modified Bituminous Membrane Roofing | Soffit Wall Panels Trim Accessories Metal studs Hat Channel Gypsum wall sheathing O.C. (On Center) PAC-CLAD Flush Soffit Panel Manufacturer's installation instructions Pre-finished Steel J-trims flashing SBS Roof System Metal Deck Mechanically fasten Polyiso Insulation Soprema Torch apply Roof Hatch
OBMC Roof Replacement |  | Ivania G | Roofing Solutions | 4440 MAGNOLIA ST. NEW ORLEANS, LA 70115 & 2700 NAPOLEON AVE, NEW ORLEANS, LA 70115 | N/A | 421.11 (SBS) 11.95 (SSMR) | SBS SSMR | SOPREMA (SBS) PAC-CLAD (SSMR) | I. SBS Roof System over existing concrete roof deck @ Magnolia Building 3rd & 4th Floor Roofs (247.71 SQRS) a) Remove existing roof down to roof deck b) Adhere the following materials w/ Soprema Duotack SPF Insulation Adhesive: - (1) Layer of 1.5" Soprema Sopra-Iso flat Polyiso Insulation - ¼" Slope Soprema Sopraiso Tapered Polyiso Insulation (as needed) - ½" Slope Soprema Sopraiso Tapered Polyiso Insulation (crickets) - ¼" Soprema Sopraboard Cover Board c) Torch-apply Soprema Sopralene Flam 180 (Base ply, base flashing, and stripping ply) d) Torch-apply Soprema Sopralene Flam 180 FR GR (Cap ply and cap flashing) e) Apply Soprema Elastocol 500 Primer @ all vertical concrete/brick/CMU walls and horizontal metal flanges f) Install Soprema Alsan Flashing System @ all pipe penetrations and roof drains with the following materials: - Soprema Alsan Liquid Flashing (Base Coat) - Soprema Alsan Fleece - Soprema Alsan Liquid Flashing (Top Coat) g) Install Soprema Sopramastic SBS Elastic Cement @ roof drains h) Install 24 GA. Pre-finished steel counterflashing underneath the existing reglet receiver or existing reglet counter flashing i) Install 24 GA. Pre-finished steel roof related flashing and trim. j) Existing roof drains to remain k) Install 30"x30" 2.5 lbs lead flashing @ roof drains II. SBS Roof System over existing roof deck @ 2700 Napoleon (174.02 SQRS) l) Remove existing roof down to roof deck m) Adhere the following materials w/ Soprema Duotack SPF Insulation Adhesive: - ¼" Slope Soprema Sopraiso Tapered Polyiso Insulation (as needed) - ½" Slope Soprema Sopraiso Tapered Polyiso Insulation (crickets) - 1/8" Soprema Sopraboard Cover Board n) Torch-apply Soprema Sopralene Flam 180 (Base ply, base flashing, and stripping ply) o) Torch-apply Soprema Sopralene Flam 180 FR GR (Cap ply and cap flashing) p) Apply Soprema Elastocol 500 Primer @ all vertical concrete/brick/CMU walls and horizontal metal flanges q) Install Soprema Alsan Flashing System @ all pipe penetrations and roof drains with the following materials: - Soprema Alsan Liquid Flashing (Base Coat) - Soprema Alsan Fleece - Soprema Alsan Liquid Flashing (Top Coat) r) Install Soprema Sopramastic SBS Elastic Cement @ roof drains and scuppers s) Install 24 GA. Pre-finished steel roof related flashing and trim t) Install 24 GA. Stainless steel scuppers u) Existing roof drains to remain v) Install 30"x30" 2.5 lbs lead flashing @ roof drains III. Standing-seam metal roof panels over existing plywood roof deck @ Walkway Roof (12 SQRS) w) Remove existing copper roof panels down to roof deck x) Install Soprema Lastobond Shield HT Underlayment y) Install 24 Ga. Prefinished steel Pac-clad Curved Tite-Loc Plus Metal roof panel z) Install 24 Ga. Prefinished steel roof related flashing and trim. | N/A | SBS Roof System Concrete roof deck Magnolia Building Roof insulation Soprema Duotack SPF Insulation Adhesive Polyiso Insulation Torch-apply Sopralene Flam 180 Base ply Cap ply Elastocol 500 Primer Alsan Flashing System Liquid Flashing Fleece Sopramastic SBS Elastic Cement Pre-finished steel counterflashing Reglet receiver Lead flashing Standing-seam metal roof panels Plywood roof deck
River Center Theatre for Performing Arts Improvements REBID |  | Ivania G | Roofing Solutions | 220 ST. LOUIS STREET, BATON ROUGE, LA 70802 | POST ARCHITECTS LLC | 352.1 (SBS) 2.46 (SSMR) | SBS SSMR | SOPREMA (SBS) PAC-CLAD (SSMR) | I. Standing Seam Metal Roof System (over new sloped metal deck) at Elevator 1. (Roof Section “I”) a) Simultaneously Mechanically Fasten (2) Layers of 2” Sopra-Iso Flat Polyiso Insulation (25 PSI) with Soprafix #14 MP fastener and 3” Plate. b) Install Soprema Lastobond Shield HT Self-Adhering Underlayment. c) Install 0.040”. Pre-Finished Aluminum 16” Pac-Clad Tite-Loc Plus Panel with its corresponding accessories as per Manufacturer’s Installation Instructions. d) Install 0.032” Prefinished Aluminum Counterflashings and all roof related flashing and trim. I. SBS Roof System (over existing sloped composite lightweight concrete/metal deck) at Stage, Theater, Stairs 1 &2, East and West corridor, Entrance Lobby and Workshop Room (Roof Sections “A to G”) a) Remove existing roof system down to deck. b) Mechanically Fasten Soprema Sopra 4897 (Base Ply) with Soprema Twin Loc-Nails. c) Torch apply Soprema Sopralene Flam 180 (Interply, Base Flashing and Stripping Ply). d) Torch apply Soprema Sopralene Flam 250 GR (Cap ply and Cap Flashing). e) Install 0.050” Prefinished Aluminum Coping Caps ANSI SPRI ES-1 w/ Standing Seam coping joints. f) Install 0.032” Prefinished Aluminum Counterflashings and all roof related flashing and trim. g) Install 24ga. Stainless Steel Scuppers and Pipe Penetration Flashings. h) Apply Soprema Alsan Flashing System (at roof penetrations only). i) Install Soprema Soprawalk Walkpads (at indicated areas only). j) Install (7) Precision Ladders Aluminum Fixed Ladders. II. SBS Roof System (over new flat metal deck) at Smoke Vents at Stage. (Roof Section “A1, A2, A3”) a) Simultaneously Mechanically Fasten (2) layers of 1/2 (in/ft) Sopra-Iso Tapered Polyiso Insulation (25 PSI) and 5/8” DensDeck Prime Roof Board (Coverboard) with Soprafix #14 MP fastener and 3” Plate. b) Torch apply Sopralene Flam 180 (Base Ply, Base Flashing and Stripping Ply). c) Torch apply Sopralene Flam 250 GR (Cap ply and Cap Flashing). d) Install 0.032” Prefinished Aluminum Counterflashings and all roof related flashing and trim. III. SBS Roof System (over new flat metal deck) at Lobby Addition. (Roof Section “H2”) a) Simultaneously Mechanically fasten (1) Layer of 1 (in/ft) Sopra-Iso Flat Polyiso Insulation (25 PSI), 1/8 (in/ft) Sopra-Iso Tapered Polyiso Insulation (25 PSI), and 5/8” DensDeck Prime Roof Board (Coverboard) down to deck with Soprafix #14 MP fastener and 3” Plate. b) Torch apply Sopralene Flam 180 (Base Ply, Base Flashing and Stripping Ply). c) Torch apply Sopralene Flam 250 GR (Cap Ply and Cap Flashing). d) Install 0.032” Prefinished Aluminum Counterflashings and all roof related flashing and trim. e) Apply Soprema Alsan Flashing System (at roof penetrations only). 37302 COMMERCE LANE PRAIRIEVILLE, LA 70769 225.744.3912 TELEPHONE 225.744.0037 FACSIMILE www.roofingsolutionsla.com SUBMITTALS FOR River Center Theatre for Performing Arts Improvements IV. SBS Roof System (over existing sloped composite lightweight concrete/metal deck at Entrance Lobby. (Roof Section “H1”) a) Remove existing roof system down to deck. b) Mechanically Fasten Soprema Sopra 4897 (Base Ply) with Soprema Twin Loc-Nails. c) Simultaneously Mechanically fasten (1) Layer of 1 (in/ft) Sopra-Iso Flat Polyiso Insulation (25 PSI), 1/8 (in/ft) Sopra-Iso Tapered Polyiso Insulation (25 PSI), and 5/8” DensDeck Prime Roof Board (Coverboard) down to deck with Soprafix #14 MP fastener and 3” Plate. d) Torch apply Sopralene Flam 180 (Interply, Base Flashing and Stripping Ply). e) Torch apply Sopralene Flam 250 GR (Cap ply and Cap Flashing). f) Install 0.032” Prefinished Aluminum Counterflashings and all roof related flashing and trim. g) Apply Soprema Alsan Flashing System (at roof penetrations only). I. SBS Roof System (over existing sloped composite lightweight concrete/metal deck) at Stage, Theater, Stairs 1 &2, East and West corridor, Entrance Lobby and Workshop Room (Roof Sections “A to G”) a) Remove existing roof system down to deck. b) Mechanically Fasten Soprema Sopra 4897 (Base Ply) with Soprema Twin Loc-Nails. c) Torch apply Soprema Sopralene Flam 180 (Interply, Base Flashing and Stripping Ply). d) Torch apply Soprema Sopralene Flam 250 GR (Cap ply and Cap Flashing). e) Install 0.050” Prefinished Aluminum Coping Caps ANSI SPRI ES-1 w/ Standing Seam coping joints. f) Install 0.032” Prefinished Aluminum Counterflashings and all roof related flashing and trim. g) Install 24ga. Stainless Steel Scuppers and Pipe Penetration Flashings. h) Apply Soprema Alsan Flashing System (at roof penetrations only). i) Install Soprema Soprawalk Walkpads (at indicated areas only). j) Install (7) Precision Ladders Aluminum “Mill Finish” Fixed Ladders. II. SBS Roof System (over new flat metal deck) at Smoke Vents at Stage. (Roof Section “A1, A2, A3”) a) Simultaneously Mechanically Fasten (2) layers of 1/2 (in/ft) Sopra-Iso Tapered Polyiso Insulation (25 PSI) and 5/8” DensDeck Prime Roof Board (Coverboard) with Soprafix #14 MP fastener and 3” Plate. b) Torch apply Sopralene Flam 180 (Base Ply, Base Flashing and Stripping Ply). c) Torch apply Sopralene Flam 250 GR (Cap ply and Cap Flashing). d) Install 0.032” Prefinished Aluminum Counterflashings and all roof related flashing and trim. III. SBS Roof System (over new flat metal deck) at Lobby Addition. (Roof Section “H2”) a) Simultaneously Mechanically fasten (1) Layer of 1 (in/ft) Sopra-Iso Flat Polyiso Insulation (25 PSI), 1/8 (in/ft) Sopra-Iso Tapered Polyiso Insulation (25 PSI), and 5/8” DensDeck Prime Roof Board (Coverboard) down to deck with Soprafix #14 MP fastener and 3” Plate. b) Torch apply Sopralene Flam 180 (Base Ply, Base Flashing and Stripping Ply). c) Torch apply Sopralene Flam 250 GR (Cap Ply and Cap Flashing). d) Install 0.032” Prefinished Aluminum Counterflashings and all roof related flashing and trim. e) Apply Soprema Alsan Flashing System (at roof penetrations only). 37302 COMMERCE LANE PRAIRIEVILLE, LA 70769 225.744.3912 TELEPHONE 225.744.0037 FACSIMILE www.roofingsolutionsla.com SUBMITTALS FOR River Center Theatre for Performing Arts Improvements IV. SBS Roof System (over existing sloped composite lightweight concrete/metal deck at Entrance Lobby. (Roof Section “H1”) a) Remove existing roof system down to deck. b) Mechanically Fasten Soprema Sopra 4897 (Base Ply) with Soprema Twin Loc-Nails. c) Simultaneously Mechanically fasten (1) Layer of 1 (in/ft) Sopra-Iso Flat Polyiso Insulation (25 PSI), 1/8 (in/ft) Sopra-Iso Tapered Polyiso Insulation (25 PSI), and 5/8” DensDeck Prime Roof Board (Coverboard) down to deck with Soprafix #14 MP fastener and 3” Plate. d) Torch apply Sopralene Flam 180 (Interply, Base Flashing and Stripping Ply). e) Torch apply Sopralene Flam 250 GR (Cap ply and Cap Flashing). f) Install 0.032” Prefinished Aluminum Counterflashings and all roof related flashing and trim. g) Apply Soprema Alsan Flashing System (at roof penetrations only). V. Standing Seam Metal Roof System (over new sloped metal deck) at Elevator 1. (Roof Section “I”) a) Simultaneously Mechanically Fasten (2) Layers of 2” Sopra-Iso Flat Polyiso Insulation (25 PSI) with Soprafix #14 MP fastener and 3” Plate. b) Install Soprema Lastobond Shield HT Self-Adhering Underlayment. c) Install 0.040”. Pre-Finished Aluminum 16” Pac-Clad Tite-Loc Plus Panel with its corresponding accessories as per Manufacturer’s Installation Instructions. d) Install 0.032” Prefinished Aluminum Counterflashings and all roof related flashing and trim. II. Roof Accessories (Section 077200) a) Precision Ladders Aluminum “Mill Finish” Fixed Ladder with Parapet Platform and Roofside Return Data Sheet | Section 075216 - SBS Modified Bitumen Membrane Roofing section 074113 - Standing Seam Metal Roof section 076200 - Sheet Metal Flashing and Trim section 077022 - Roof Accesories | Standing Seam Metal Roof System Sloped Metal Deck Elevator 1 Mechanically Fasten Sopra-Iso Flat Polyiso Insulation Soprafix #14 MP fastener Lastobond Shield HT Self-Adhering Underlayment Pre-Finished Aluminum Pac-Clad Tite-Loc Plus Panel Manufacturer’s Installation Instructions Prefinished Aluminum Counterflashings Roof Related Flashing SBS Roof System Composite Lightweight Concrete/Metal Deck Torch Apply Flam 180 and Flam 250 GR Coping Caps ANSI SPRI ES-1 Stainless Steel Scuppers Pipe Penetration Flashings Alsan Flashing System | *
Simpson Central Elementary Classroom And Multipurpose |  | Ivania G | Roofing Solutions | 755 SIMPSON HIGHWAY 28, PINOLA, MS 39149 | Machado Patano, PLLC. | 1.30 (SBS) 281.54 (SSMR) | SBS SSMR | SOPREMA (SBS) PAC-CLAD (SSMR) | I. SBS Roof System over structurally sloped ¾” Exterior Plywood Sheathing deck a) Mechanically attach the following materials w/ Soprema #14 MP Fasteners and 3” Metal Insulation Plates: • 1/8" Soprema Sopraboard Roof Board (Cover Board). b) Torch-apply Soprema ELASTOPHENE FLAM (Base ply.) c) Torch-apply Soprema ELASTOPHENE FLAM LS FR GR (Cap ply). d) Torch-apply Soprema SOPRALENE FLAM 180 (Base Flashing and Stripping Ply). e) Torch-apply Soprema SOPRALENE FLAM 180 FR GR (Cap flashing). f) Install Soprema Elastocol 500 Primer @ all vertical concrete/brick/CMU walls and under edge metals flanges. g) Install Soprema Sopramastic SBS Elastic Cement @ roof edges and roof drains. h) Install Soprema Alsan Flashing w/ Alsan PolyFleece @ roof drains and any roof related penetrations. i) Install OMG termination bars as required. j) Install 24 Ga. Stainless steel emergency overflow scupper. k) Install 30"X30" 2.5lb lead flashing @ roof drains l) Install 24 Ga. Prefinished steel parapet caps, counter flashing and any roof related flashing and trim. I. Metal Roof Panels over structurally sloped ¾” Exterior Plywood Sheathing deck a) Install (2) layers of 2” Soprema Sopra-Iso Flat Polyiso Insulation w/ Soprema #14 MP Fasteners and 3” Metal Insulation Plates b) Install Mid-States Asphalt Quik-Stick HT Pro Self- Adhering Underlayment over the entire roof insulation. c) Install 24 Ga. Prefinished Steel Pac-Clad 16” Tite-Loc Plus Standing Seam Metal roof panels (2” high) according to manufacturer's installation instructions. d) Install Dektite Original Pipe Boots at all roof pipe penetrations. e) Install 24 Ga. Prefinished eave, ridge, valley, gutters, downspouts and any roof related flashing and trim. | Section 074113 – Metal Roof Panels Section 071300 Sheet Waterproofing Section 072100 Thermal Insulation Section 075216 – SBS Modified Bituminous Membrane Roofing | SBS Roof System Exterior Plywood Sheathing Mechanically attach Soprema #14 MP Fasteners Metal Insulation Plates Soprema Sopraboard Roof Board Torch-apply Soprema ELASTOPHENE FLAM Base ply Cap ply SOPRALENE FLAM 180 Base Flashing Stripping Ply SOPRALENE FLAM 180 FR GR Cap flashing Soprema Elastocol 500 Primer Vertical concrete/brick/CMU walls Soprema Sopramastic SBS Elastic Cement Alsan Flashing OMG termination bars
WJMC South Wing & Atrium - 100% |  | Ivania G | Roofing Solutions | 1101 MEDICAL CENTER BLVD. MARRERO, LA 70072 | SIZELER THOMPSON BROWN ARCHITECTS | 200.63 (SBS) 8.31 (SSMR) 17.59 (METAL WALL PANELS) | SBS SSMR METAL WALL PANELS | SOPREMA (SBS) PAC-CLAD (SSMR, METAL WALL PANELS) | Section 07 5200 – Modified Bituminous Roofing I. SBS Roof System over existing Light Weight Concrete Deck @ South Wing a) Demo existing roof system down to deck. b) Adhere the following components with Soprema Duotack SPF insulation adhesive at concrete deck: - 1 layer of 2” Soprema SopraIso Polyiso Insulation - 1 layer of 1.5” Soprema SopraIso Polyiso Insulation - 1 layer of ¼” Soprema SopraIso Tapered Polyiso Insulation - 1 layer of ½” GP DensDeck Primer coverboard c) Simultaneously mechanically fasten the following components with Soprema Soprafix #14 MP fasteners and 3” insulation plates at metal deck: - 1 layer of 2” Soprema SopraIso Polyiso Insulation - 1 layer of 1.5” Soprema SopraIso Polyiso Insulation - 1 layer of ¼” Soprema SopraIso Tapered Polyiso Insulation - 1 layer of ½” GP DensDeck Primer coverboard d) Torch apply Soprema Elastophene Flam base ply e) Torch apply Soprema Elastophene Flam LS FR GR cap ply f) Torch apply Soprema Sopralene Flam 180 base flashing g) Torch apply Soprema Sopralast 50 TV ALU cap flashing h) Install 24 ga. prefinished steel shop fabricated coping, counter flashings, drip edge, and other roof-related flashing and trim. i) Install Roof Hatch II. SBS Roof System over existing metal deck @ Atrium Roof a) Demo existing roof system down to deck. b) Simultaneously mechanically fasten the following components with Soprema Soprafix #14 MP fasteners and 3” insulation plates at metal deck: - 1 layer of 2” Soprema SopraIso Polyiso Insulation - 1 layer of 1.5” Soprema SopraIso Polyiso Insulation - 1 layer of ¼” Soprema SopraIso Tapered Polyiso Insulation - 1 layer of ½” GP DensDeck Primer coverboard c) Torch apply Soprema Elastophene Flam base ply d) Torch apply Soprema Elastophene Flam LS FR GR cap ply e) Torch apply Soprema Sopralene Flam 180 base flashing f) Torch apply Soprema Sopralast 50 TV ALU cap flashing g) Install 24 ga. prefinished steel shop fabricated coping, counter flashings, and other roof-related flashing and trim h) Install Construction Specialties RJTW-200 roof to wall expansion joint III. SBS Roof System over existing metal deck @ Corridor Roof i) Demo existing roof system down to deck. j) Simultaneously mechanically fasten the following components with Soprema Soprafix #14 MP fasteners and 3” insulation plates at metal deck: - 1 layer of 2” Soprema SopraIso Polyiso Insulation - 1 layer of 1.5” Soprema SopraIso Polyiso Insulation - 1 layer of ¼” Soprema SopraIso Tapered Polyiso Insulation - 1 layer of ½” GP DensDeck Primer coverboard k) Torch apply Soprema Elastophene Flam base ply l) Torch apply Soprema Elastophene Flam LS FR GR cap ply m) Torch apply Soprema Sopralene Flam 180 base flashing n) Torch apply Soprema Sopralast 50 TV ALU cap flashing o) Install 24 ga. prefinished steel shop fabricated counter flashings, and other roof-related flashing and trim p) Install Construction Specialties RJT-200 roof to wall and roof to roof expansion joint. METAL ROOF PANELS SYSTEM SUMMARY Section 07 4113 – Metal Roof Panels I. Standing Seam Metal Roof System over metal deck@ Electrical and Mechanical Penthouse Roofs. a) Install 1 layer of 2” Soprema SorpaIso Polyiso Insulation with Soprema Soprafix #14 MP fasteners and 3” insulation plates over metal deck b) Install Soprema Lastobond Shield HT Self-Adhering Underlayment c) Install 22 ga. prefinished steel Tite-Loc Plus Standing Seam Metal Roof System and roof-related flashing and trim d) Install 22 ga. prefinished steel gutters and downspouts METAL WALL PANELS SYSTEM SUMMARY Section 07 4213.13 – Metal Wall Panels II. Metal Wall Panels over exterior sheating by others @ Electrical and Mechanical Penthouse Roofs. e) Install 16 ga. steel 1” Z-Channels over exterior sheating (by others) f) Install 1-layer of 1” DuPont Thermax (ci) Exterior Insulation g) Install 22 ga. ½” Corrugated prefinished steel panel and related flashing and trim | Section 07 5200 – Modified Bituminous Roofing Section 07 4113 – Metal Roof Panels Section 07 4213.13 – Metal Wall Panels | Modified Bituminous Roofing SBS Roof System Light Weight Concrete Deck Demo (Demolition) Adhere Soprema Duotack SPF insulation adhesive Polyiso Insulation Tapered Polyiso Insulation DensDeck Primer coverboard Mechanically fasten Soprafix #14 MP fasteners Metal deck Torch apply Elastophene Flam base ply Elastophene Flam LS FR GR cap ply Sopralene Flam 180 base flashing Sopralast 50 TV ALU cap flashing Prefinished steel Coping Counter flashings Drip edge Roof Hatch Atrium Roof Roof to roof expansion joint Metal Roof Panels Standing Seam Metal Roof System Electrical and Mechanical Penthouse Roofs SorpaIso Polyiso Insulation Soprema Lastobond Shield HT Self-Adhering Underlayment Tite-Loc Plus Standing Seam Metal Roof System Gutters Downspouts Metal Wall Panels Exterior sheathing Z-Channels DuPont Thermax (ci) Exterior Insulation Corrugated prefinished steel panel
UM High-Performance Addition Data Center |  | Ivania G | Roofing Solutions | 97 Guyton Drive, University, MS 38677 | Duvall Decker Architects P.A. | 108.65 (SSMR) 87.42 (WALL PANELS) 4.05 (SOFFIT) 111.78 (SBS) | SBS SSMR SOFFIT PANELS METAL WALL PANELS | PAC-CLAD (SSMR) PAC-CLAD (WALL PANELS) PAC-CLAD (SOFFIT) SOPREMA (SBS) | Section 07 52 00 – Modified Bituminous Membrane Roofing I. SBS Roof System over structurally sloped metal deck for Roof Area A a) Install 1/2" Georgia-Pacific Densdeck Prime Roof Board (thermal barrier) w/ Soprema #14 MP Fasteners and Soprema Soprafix 3” Insulation Plates. b) Torch apply Sopralene 180 SP 3.0 (vapor barrier). c) Adhere w/ Soprema Duotack SPF Adhesive Equipment Free Canister System: • 2” Soprema Sopra-Iso Flat Polyiso Insulation. • 2.5” Soprema Sopra-Iso Flat Polyiso Insulation. • 1/2" & 1/4" Slope Soprema Sopra-Iso Tapered Polyiso Insulation (stacking to form 3/4” crickets). • 1/4” Soprema Sopraboard (cover board). d) Torch apply Soprema Sopralene Flam 180 (base ply, base flashing). e) Torch apply Soprema Sopralene Flam 180 FR GR (cap ply, cap flashing). f) Install Soprema Alsan Flashing w/ Soprema PolyFleece if needed @ any roof-related penetration. g) Install Soprema Elastocol 500 Primer @ all vertical concrete/brick/CMU walls and under edge metal flanges. h) Install Soprema Sopramastic SBS Elastic Cement as needed @ roof edges. i) Install Soprema Sopramastic SP1 Sealant as needed. j) Install 24 ga. Pre-Finished Steel fascia, coping, drip edge, counter flashing, and any other roof-related flashing and trim. k) Flashing the Custom-Made (by others) Scupper to the Doble Pipe Downspout (by others) @ Roof Area A. l) Install OMG termination bar as required. m) Install Roof Hatch, and flashing Smoke Vent. II. SBS Roof System over the metal deck for Roof Area C a) Install 1/2" Georgia-Pacific Densdeck Prime Roof Board (thermal barrier) w/ Soprema #14 MP Fasteners and Soprema Soprafix 3” Insulation Plates. b) Torch apply Sopralene 180 SP 3.0 (vapor barrier). c) Adhere w/ Soprema Duotack SPF Adhesive Equipment Free Canister System: • 2” Soprema Sopra-Iso Flat Polyiso Insulation. • 2.5” Soprema Sopra-Iso Flat Polyiso Insulation. • 1/4" Slope Soprema Sopra-Iso Tapered Polyiso Insulation. • 1/2" Slope Soprema Sopra-Iso Tapered Polyiso Insulation (crickets). • 1/4” Soprema Sopraboard (cover board). d) Torch apply Soprema Sopralene Flam 180 (base ply, base flashing). e) Torch apply Soprema Sopralene Flam 180 FR GR (cap ply, cap flashing). f) Install Soprema Alsan Flashing w/ Soprema PolyFleece if needed @ any roof-related penetration. g) Install Soprema Elastocol 500 Primer @ all vertical concrete/brick/CMU walls and under edge metal flanges. h) Install Soprema Sopramastic SBS Elastic Cement @ roof edges and roof drains. i) Install Soprema Sopramastic SP1 Sealant as needed. j) Install 24 ga. Pre-Finished Steel coping, counter flashing, and any other roof-related flashing and trim. k) Flashing the Drains (by others) @ Roof Area C. l) Install OMG termination bar as required. III. SBS Roof System repairs over the precast concrete deck for Roof Area D Per addendum #2 the Roofing scope for area D was reduced. No gutters or Downspouts are part of the scope. Make the roof closures and repairs as required after the (by others) demolition. Where necessary in the specified area. a) Torch apply Sopralene 180 SP 3.0 (vapor barrier). b) Adhere w/ Soprema Duotack SPF Adhesive Equipment Free Canister System: • (2) Layers 2” Soprema Sopra-Iso Flat Polyiso Insulation. • 1/4" Slope Soprema Sopra-Iso Tapered Polyiso Insulation. • 1/2" Slope Soprema Sopra-Iso Tapered Polyiso Insulation (crickets). • 1/4” Soprema Sopraboard (cover board). c) Torch apply Soprema Sopralene Flam 180 (base ply, base flashing). d) Torch apply Soprema Sopralene Flam 180 FR GR (cap ply, cap flashing). e) Install Soprema Elastocol 500 Primer @ all vertical concrete/brick/CMU walls and under edge metal flanges. f) Install Soprema Sopramastic SBS Elastic Cement@ roof edges. g) Install Soprema Sopramastic SP1 Sealant as needed. h) Install 24 ga. Pre-Finished Steel coping, counter flashing, and any other roof-related flashing and trim. i) Install OMG termination bar as required. Section 07 41 13 – Metal Roof Panels I. Standing Seam Metal Roof System over metal deck a) Mechanically attach into the deck the following materials w/ Soprema #14 MP Fasteners and 3” Insulation Plate: • 2” Soprema Sopra-Iso Flat Polyiso Insulation. • 2.5” Soprema Sopra-Iso Flat Polyiso Insulation. • Install 1/2" USG Securock Gypsum-Fiber Roof Board (cover board) b) Install Mid-States Asphalt Quick-Stick HT (underlayment). c) Install 24 ga. Pre-Finished Steel 16” PAC-CLAD Tite-Loc Plus Panel (w/ striations), w/ corresponding concealed clips, closure, sealant, and accessories according to the Manufacturer’s installation instructions. d) Install 24 ga. Pre-Finished Steel Fascia, Coping, Drip Edge, Counter Flashing, and any other roof-related flashing and trim. e) Install 24 ga. Pre-Finished Steel 7”x 5.5” Gutter @ areas A, C. f) Install 24 ga. Pre-Finished Steel 6”x6” (Please confirm the shape) Downspout @ SSMR in areas A, C. g) Install Pipe Vent Boot w/ Stainless Steel Fasteners. I. Metal Wall System If Insulation is needed start here: a) Install Steel 20 ga. Galvanized Steel Shop Fab. 2” Furring Zee Grids, where needed. (For the insulated application) b) Install 2” Owens Corning Thermafiber RainBarrier CI HC 80 Mineral Wool Insulation in between Zee Grids, where needed. (For the insulated application) If Insulation isn’t needed, start here: c) Install 24 ga. Pre-Finished 16” PAC-CLAD Snap-Clad (Smooth) Standing Seam Wall Panel, according to Manufacturer’s installation instructions. (Standing Seam Wall Panel Type A) d) Install 24 ga. Pre-Finished Steel 12” PAC-CLAD Reveal Wall Panel System, with corresponding closure, and accessories according to the Manufacturer’s installation instructions. (Horizontal Wall Panel Type B) e) Install 22 ga. Pre-Finished Steel PAC-CLAD 7.2 Panel w/ Exposed Fasteners. (Exposed Fastener Vertical Wall Panel) f) Install 24 ga. Pre-Finished Steel J-trim, Closures, Corners, and any other metal wall panel system-related flashing and trim. II. Metal Soffit a) Install 20 ga. Galvanized Steel 7/8” Hat-Shaped Channel Furring, as needed. b) Install 0.040” Pre-Finished Aluminum 8” PAC-CLAD Flush Soffit Panel System, with corresponding closure, sealant, and accessories according to the Manufacturer’s installation instructions. c) Install 0.032” Pre-Finished Aluminum J-trim, and any other metal soffit system related flashing and trim. | Section 07 52 00 – Modified Bituminous Membrane Roofing Section 07 41 13 – Metal Roof Panels Section 07 62 00 – SHEET METAL FLASHING AND TRIM Section 07 21 00 – THERMAL INSULATION Section 07 72 00 – ROOF ACCESSORIES | Modified Bituminous Membrane Roofing SBS Roof System Metal Deck Georgia-Pacific Densdeck Prime Roof Board Soprema #14 MP Fasteners Soprema Soprafix 3” Insulation Plates Torch Apply Sopralene 180 SP 3.0 Vapor Barrier Polyiso Insulation Soprema Sopraboard Base Ply Cap Ply Alsan Flashing Elastocol 500 Primer Sopramastic SBS Elastic Cement OMG Termination Bar Roof Hatch Metal Roof Panels Standing Seam Metal Roof System
GC Baranco Elementary School Reroof |  | Ivania G | Roofing Solutions | 801 MUDD AVENUE, LAFAYETTE, LA 70501 | MBSB GROUP | 277 (SBS) 130 (STANDING SEAM METAL ROOF) | SBS STANDING SEAM METAL ROOF | SOPREMA MCELROY | SBS ROOFING SYSTEM SUMMARY I. SBS Roofing System over sloped wood deck at building A a) Spud off existing gravel. b) Install ¾” treated plywood at the removed vent hood & curb equipments. c) Mechanically attach the following materials w/ Soprema Soprafix #14 MP fasteners and Soprema Soprafix 3” Insulation Plates: - 1/4” Soprema Sopraboard (coverboard). d) Install Soprema Sopralene 180 Sanded 2.2 (Base ply) w/ Soprema Coldply Adhesive. e) Install Soprema Sopralene 180 FR GR (cap ply) w/ Soprema Coldply Adhesive. f) Torch apply Soprema Sopralene Flam 180 (flashing base ply stripping ply). g) Torch apply Soprema Sopralene Flam 180 FR GR (flashing cap ply). h) Install Soprema Elastocol 500 Primer at roof edges, scupper, and overflow scuppers. i) Install Soprema SBS Elastic Cement at roof edges, scupper, and overflow scuppers. j) Install Soprema Alsan Liquid Flashing System at scupper, and overflow scuppers and all roof-related penetrations: - Soprema Alsan Liquid (Base Coat) - Soprema Alsan Polyfleece - Soprema Alsan Liquid Flashing (Top Coat) k) Install Perlite Cant Strip. l) Insta 22 Ga. Pre-finished Metal flashing at existing chimney. m) Install 24 Ga. Pre-finished Steel copings, counter flashing, scupper, and any roof-related flashing n) Install pressure-treated wood blocking as req’. o) Remove existing tile cap & mortar. p) Existing conductor heads and downspouts remain at indicated areas. SSMR ROOFING SYSTEM SUMMARY I. Standing Seam Metal Roof System over sloped wood deck at building H a) Demo the existing roof down to the wood deck. b) Install Soprema Lastobond Shield HT Self-Adhering Underlayment over the entire roof deck. c) Install 24 Ga. Pre-finished Steel 16” McElroy 138T Roof panel with corresponding closure, sealant, and accessories according to Manufacturer’s installation instructions. d) Existing Gutter, downspouts, and rake fascia to remain. e) Install 24 Ga. Pre-finished Steel Ridge and vented ridge, rake drip, and any roof-related flashing. II. Standing Seam Metal Roof System over sloped wood deck at building B and C. (Existing Roof System to remain) a) Install 24 Ga. Pre-finished Steel 16” McElroy 138T Roof panel with corresponding closure, sealant, and accessories according to Manufacturer’s installation instructions. b) Install Dektite Pipe Boot at vent pipe penetrations. c) Existing gutter, downspouts, metal edge, rake fascia to remain. d) Install 24 Ga. Pre-finished Steel Ridge and vented ridge, rake drip, high eave, and any roof-related flashing. | 07 52 00 - MODIFIED BITUMINOUS MEMBRANE 07 41 13 - STANDING SEAM METAL ROOF SYSTEM 07 62 00 - SHEET METAL FLASHING AND TRIM | SBS Roofing System Sloped Wood Deck Building A Spud Off Treated Plywood Soprema Soprafix #14 MP Fasteners Soprema Soprafix 3” Insulation Plates Soprema Sopraboard Sopralene 180 Sanded 2.2 Sopralene 180 FR GR Soprema Coldply Adhesive Torch Apply Soprema Elastocol 500 Primer Soprema SBS Elastic Cement Alsan Liquid Flashing System Perlite Cant Strip Pre-finished Metal Flashing Pressure-treated Wood Blocking Tile Cap Removal Conductor Heads
GC Central Fire Station Roof Replacement |  | Ivania G | Roofing Solutions | 405 SOUTH OAK HAMMOND, LA. 70403 | N/A | 50 (SBS) 10 (STANDING SEAM METAL ROOF) | SBS STANDING SEAM METAL ROOF | SOPREMA PAC-CLAD | SBS MEMBRANE ROOF SYSTEM SUMMARY Section 075216 – Styrene-Butadiene-Styrene (SBS) Roof System I. Styrene-Butadiene-Styrene (SBS) Roof System Over Existing Sloped Tongue & Groove Wood Roof Deck. a) Demo the entire existing 2-Ply roof system down to the existing Sloped Tongue and Groove Wood Roof Deck. b) Remove and replace any damaged pressure-treated 1”x8” Tongue and Groove Wood Roof Deck. c) Demo any abandoned rooftop equipment. Patch with 16 Ga. Galvanized sheet mechanically attached to existing Sloped Tongue and Groove Wood Roof Deck and install new roofing system over it. d) Install new pressure-treated wood blocking at roof edges as needed. e) Simultaneously mechanically attach the following materials w/ Soprema #14 MP fastener and 3” insulation plates: - 2 layers of 2” Soprema Sopra-Iso Flat Polyiso insulation. - ¼” Slope Soprema Sopra-Iso Tapered Polyiso insulation(crickets). - ¼” Soprema Sopraboard cover board. f) Mechanically attach Soprema Soprafix Base 614 (Base Ply) w/ Soprema #14 MP fastener and Soprema Soprafix 2.4” Seam Plate. g) Torch-apply Soprema Sopralene Flam 180 (Base Flashing and Stripping Ply). h) Torch-apply Soprema Sopralene Flam 180 FR GR (Cap Ply and Cap Flashing). i) Install Alsan Liquid Flashing System at low height flashing areas with the following material: - Soprema Alsan Flashing (Base Coat). - Soprema Polyfleece. - Soprema Alsan Flashing (Top Coat). j) Install Soprema Alsan RS 230 Liquid System at all roof penetrations and scupper with the following materials: - Soprema Alsan RS 230 Field (Base Coat) (Gray). - Soprema Alsan RS Fleece. - Soprema Alsan RS 230 Field (Top Coat) (Gray). - Soprema Alsan RS 230 Flash (At Flashings) k) Install 24 ga. Pre-Finished Steel rake, gutter, downspouts, conductor heads, and any other roof-related flashing and trim. l) Install 24 ga. Stainless Steel Scuppers. STANDING SEAM METAL ROOF SYSTEM SUMMARY Section 07410 – Standing Seam Metal Roofing System I. Standing Seam Metal Roofing System Over Existing Structural Roof Open Framing @ Main Roof and Side Roof. a) Demo existing metal roof system down to structural roof open framing. b) Remove existing 1x4 lumber and replace it with a new pressure-treated 2”x4” wood rafter @24” O.C (Refer to Engineering Calculations). c) Install 6 ¾” Silvercote Faced Metal Building Insulation above 2”x4” wood rafter. d) Install 24 ga. Pre-Finished Steel 16” Pac-Clad Tite-Loc Plus (Striated) Standing Seam Metal Roof according to manufacturer’s installations instructions w/ Bearing plates and High Floating Clips attached at the joints to each 2x4 wood rafter (Refer to Engineering Calculations). e) Install 24 ga. Pre-Finished Steel eave, gutter, downspout, rake, rake-wall, and headwall flashings and any roof-related flashing and trim. | 07 52 16 - MODIFIED BITUMINOUS MEMBRANE 07 62 00 - SHEET METAL FLASHING AND TRIM 07 41 10 - STANDING SEAM METAL ROOF SYSTEM | SBS Membrane Roof System Styrene-Butadiene-Styrene (SBS) Tongue & Groove Wood Roof Deck Pressure-treated Wood Galvanized Sheet Insulation Plates Polyiso Insulation Sopraboard Cover Board Soprafix Base 614 Sopralene Flam 180 Alsan Liquid Flashing System Alsan RS 230 Liquid System Pre-Finished Steel Rake Gutter Downspouts Conductor Heads Standing Seam Metal Roofing System Structural Roof Open Framing Pac-Clad Tite-Loc Plus
GC Reroof Criminal Dining Room and Power House |  | Ivania G | Roofing Solutions | 5226 LA-10 JACKSON, LA 70748 | MOUGEOT ARCHITECTURE | 142 (SBS) 4 (STANDING SEAM METAL ROOF) | SBS STANDING SEAM METAL ROOF | SOPREMA PAC-CLAD | SYSTEM SUMMARY I. SBS Modified Bitumen Roof System over existing structurally flat concrete deck @ System 1 – Criminal Dining Room c) Demo existing roof system down to concrete deck d) Remove and replace damaged wood blocking only e) Prime deck with Soprema Elastocol 500 Asphalt Primer f) Hot mop 1/4" Soprema SopraISO Tapered Polyiso Insulation and 1/2" Soprema SopraISO Tapered Polyiso Insulation (At crickets only) with Valero Type IV Asphalt g) Hot mop 1/2" Celotex BlueRidge Structodek with Valero Type IV Asphalt h) Hot mop Soprema Sopralene 180 Sanded 2.2 with Valero Type IV Asphalt (Base ply & Stripping ply) i) Hot mop Soprema Sopralene 180 FR GR with Valero Type IV Asphalt (Cap ply) j) Torch apply Soprema Sopralene Flam 180 (Base flashing) k) Torch apply Soprema Sopralast 50 TV ALU (Cap flashing) l) Install 2´6” x 5’ Soprema Soprawalk (Walkway Pads) m) Apply Soprema Alsan Liquid Flashing System at all roof penetrations (Ref. to shop drawings) n) Apply Soprema N°11 standard roofing white granules to cover exuded bead at membrane laps o) Install (1) Precision Ladders, LLC 5’ x 30” SL-60 Ship Stairs Ladder p) Replace missing/damaged cast iron drain strainers and clamping rings to match existing q) Install 24 ga. Pre-Finished Steel ES-1 Tested gravel stops r) Install 24 ga. Pre-Finished Steel counterflashings and all SBS roof related sheet metal flashings and trim II. SBS Modified Bitumen Roof System over existing structurally flat lightweight insulating concrete (LWIC) deck above steel @ System 2 – Power House a) Demo existing roof system down to LWIC deck b) Patch existing LWIC deck with Soprema SopraISO Flat Polyiso Insulation (If required) c) Remove and replace damaged wood blocking only d) Loose lay Soprema Sopra 4897 Vented Base Sheet e) Mechanically fasten 1/4" Soprema SopraISO Tapered Polyiso Insulation and 1/2" Soprema SopraISO Tapered Polyiso Insulation (At crickets only) down to steel deck with Soprema Soprafix #14 Fasteners and 3” Insulation Plates f) Hot mop 1/2" Celotex BlueRidge Structodek with Valero Type IV Asphalt g) Hot mop Soprema Sopralene 180 Sanded 2.2 with Valero Type IV Asphalt (Base ply & Stripping ply) h) Hot mop Soprema Sopralene 180 FR GR with Valero Type IV Asphalt (Cap ply) i) Torch apply Soprema Sopralene Flam 180 (Base flashing) j) Torch apply Soprema Sopralast 50 TV ALU (Cap flashing) k) Install 2´6” x 5’ Soprema Soprawalk (Walkway Pads) l) Apply Soprema Alsan Liquid Flashing System at all roof penetrations (Ref. to shop drawings) m) Apply Soprema N°11 standard roofing white granules to cover exuded bead at membrane laps n) Replace missing/damaged cast iron drain strainers and clamping rings to match existing o) Install (1) Precision Ladders, LLC 18’ FLH-216 Fixed Ladder with Tubular Side Rails, Standard Bracket and Security Door p) Install 24 ga. Pre-Finished Steel ES-1 Tested gravel stops q) Install 24 ga. Pre-Finished Steel counterflashings and all SBS roof related sheet metal flashings and trim III. Standing Seam Metal Wall Panel System over existing substrate @ Power House a) Install 16 ga. Steel Subframing (If required) b) Install 0.032” Pre-Finished Aluminum 16” PAC CLAD Tite-Loc Plus Standing Seam Metal Wall Panel System (Smooth) according to Manufacturer´s installation instructions c) Install 0.032” Pre-Finished Aluminum J-Trims, Sill Flashings, Corner Flashings, Counterflashings and all wall panels related sheet metal flashing and trim. | 07 52 00 - MODIFIED BITUMINOUS MEMBRANE 07 62 00 - SHEET METAL FLASHING AND TRIM | SBS Modified Bitumen Roof System Concrete Deck Wood Blocking Polyiso Insulation Valero Type IV Asphalt Sopralene 180 Sanded Sopralene 180 FR GR Sopralene Flam 180 Sopralast 50 TV ALU Soprawalk Alsan Liquid Flashing System Cast Iron Drain Strainers Pre-Finished Steel Gravel Stops Sheet Metal Flashings Lightweight Insulating Concrete Deck Sopra 4897 Vented Base Sheet Soprafix #14 Fasteners Precision Ladders, LLC Alsan Liquid Flashing System PAC CLAD Tite-Loc Plus Standing Seam Metal Wall Panel System
GC HI St. Bridget Catholic Church - Roof Replacements |  | Ivania G | Roofing Solutions | 100 LA-311 SCHRIEVER, LA 70395 | DUPLANTIS DESIGN, PC | 114 (SBS) 81 (STANDING SEAM METAL ROOF) 143 (ASHALT SHINGLES) | SBS STANDING SEAM METAL ROOF ASHALT SHINGLES | SOPREMA PAC-CLAD GAF | SBS ROOF SYSTEM SUMMARY I. Modified Bitumen Roofing System over the existing deck at Steeple in the Church building. a) Remove the existing roof system. b) Install Soprema Elastocol 500 Primer over entire roof deck. c) Torch apply Soprema Sopralene Flam 180 (Base ply, flashing base ply, stripping ply). d) Torch apply Soprema Sopraleme Flam 180 FR GR (Cap ply and flashing cap ply). e) Install Soprema Alsan Liquid Flashing System at roof drains and all roof-related penetrations: - Soprema Alsan Liquid (Base Coat) - Soprema Alsan Polyfleece - Soprema Alsan Liquid Flashing (Top Coat) f) Remove and replace existing (2) metal roof panels. g) Install Perlite can strip. h) Install 24 Ga. Pre-finished Steel drip edge, counter flashing and any roof-related flashing. FIBERGLASS REINFORCED ASPHALT SHINGLES ROOF SYSTEM SUMMARY I.Asphalt Shingles Roofing System over the existing wood deck at the Rectory Building, DidierHall, Community Center, Chapel and Shed. a)Asphalt Shingles Roofing, underlayment, and sheathing as required. b)Replace existing drip edge, fascia, and rake trim. c)Replace any damaged wood face board and sub fascias as required. d)Replace any existing damaged vinyl soffit at Rectory building. e)Repair any damaged vinyl soffit, replace if damaged, at Rectory building. f)Replace any damaged roof vent-turbine type at Rectory building. g)Remove and reinstall existing satellite dishes to facilitate installation at rectory building. h)Reinstall existing cross and bell at Steeple Chapel. i)Install GAF FeltBuster High-Traction Synthetic Roofing Felt (Underlayment) with plastic caps nailsover the existing roof deck. j)Install GAF Storm Guard Film-Surface Leak Barrier Strip at eaves, valleys, and rake. k)Install GAF Timberline HDZ High-Definition Shingles w/ roofing nails according to the manufacturerinstallations instructions. l)Install GAF Seal-A-Ridge Cap and Hip Shingles. m)Install pressure-treated wood blocking as required. n)Install Vinyl Soffit (size and profile to match existing) at the Rectory building. o)Install wood soffit (size and profile to match existing) at Didier Hall. p)Install 24 Ga. Pre-finished Steel Fascia (size and profile to match existing). q)Install 24 Ga. Pre-finished drip flashing (profile to match existing) and any roof-related flashing. r)Install 24 Ga. Pre-finished steel pipe penetration flashing. s)Install 22 Ga. Pre-finished continuous cleat with concealed fasteners to hold down counterflashingat Community Center. t)Existing rafter extension to remain. (Prime and Paint to match existing) at Didier Hall. u)Install 22 Ga. Galvanized hurricane straps at new steeple in chapel building. | 07 55 00 - MODIFIED BITUMINOUS MEMBRANE 07 31 10 - ASPHALT SHINGLES 07 62 00 - SHEET METAL FLASHING AND TRIM | SBS Roof System Modified Bitumen Roofing Steeple Church Building Soprema Elastocol 500 Primer Soprema Sopralene Flam 180 Soprema Alsan Liquid Flashing System Perlite Cant Strip Pre-finished Steel Drip Edge Fiberglass Reinforced Asphalt Shingles Wood Deck GAF FeltBuster High-Traction Synthetic Roofing Felt GAF Storm Guard Film-Surface Leak Barrier GAF Timberline HDZ High-Definition Shingles GAF Seal-A-Ridge Cap Pressure-treated Wood Blocking Vinyl Soffit Pre-finished Steel Fascia Pipe Penetration Flashing Galvanized Hurricane Straps Chapel Building
GC Roof Rpl For the Montgomery Airport Authority, Montgomery, AL |  | Ivania G | Roofing Solutions | 4445 SELMA HIGHWAY, MONTGOMERY, AL 36108 | GOODWYN MILLS CAWOOD, LLC | 1017 | SBS STANDING SEAM METAL ROOF METAL WALL PANELS | GARLAND IMETCO | SBS ROOF SYSTEM SUMMARY Section 07550 – Modified Bitumen Roofing I. SBS Roof System over existing flat metal deck @ Airport Main Roof (G15 note). a) Demo existing modified bitumen/coal tar build up roof down to the roof deck. b) Clean and prepare existing deck to receive new roofing system. c) Mechanically attach the following materials w/ TruFast #14 HD Roofing Fasteners and TruFast 3” Metal Insulation Plates: - (1) layer of 2.5” Viking VPG-Flat Polyiso Insulation. - (1) layer of 2.0” Viking VPG-Flat Polyiso Insulation. - 1/8” slope Viking VPG Tapered VPG-CG Polyiso Insulation. - 1/4” slope Viking VPG Tapered VPG-CG Polyiso Insulation (crickets). d) Mechanically attach ½” Georgia-Pacific DensDeck Prime Roof Board (Cover Board) w/ TruFast #14 HD Roofing Fasteners and TruFast 3” Metal Insulation Plate. e) Cold-apply Garland FlexBase 80 Membrane (Base Ply) w/ Garland Weatherking Adhesive. f) Cold-apply Garland StressPly Plus FR Mineral Membrane (Cap Ply) w/ Garland Weatherking Adhesive. g) Prime vertical substrates to receive the flashings w/ Garland GarlaPrime. h) Cold-apply Garland FlexBase 80 Membrane (Base Flashing and Stripping Ply) w/ Garland Weatherking Flashing Adhesive. i) Cold-apply Garland StressPly Plus FR Mineral Membrane (Cap Flashing and Stripping Ply) w/ Garland Weatherking Flashing Adhesive. j) Install 36”x36” Garland StressPly Plus FR Mineral Membrane Walkpads at indicated areas only. k) Apply Garland Flashing Bond at base and cap flashing horizontal overlaps and flashing-to-field overlaps. l) Apply Garland Silver Flash at base and cap flashing vertical overlaps. m) Set all edge metals horizontal flanges in Garland Flashing Bond and prime upper side of the flange w/ Garland GarlaPrime. n) Apply Garland Garla-Flex sealant at roof edges and pipe penetrations. o) Terminate flashing membranes with termination bar and butyl tape fastened @ 8” O.C. w/ polyurethane sealant on top at concrete parapet coping. p) Replace all existing roof drains w/ Zurn Z100 roof drain assembly w/ clamping ring and strainer. q) Install 4lb 30” sq. min. lead flashing set in Garland Flashing Bond and prime upper side w/ Garland GarlaPrime @ roof drains and pipe penetrations. r) Install 24 ga. pre-finished steel Storm Collar and Umbrella flashing set in Garland Flashing Bond and prime upper side of flange w/ Garland GarlaPrime @ Conduit Pipes. Close w/ stainless steel clamps w/ sealant on top. s) Install flexible membrane and compressible batt insulation at expansion joints. t) Install 24 ga. pre-finished steel counter flashings and expansion joint covers. u) Install 24 ga. pre-finished steel coping cap and drip edge flashings w/ 6” overlap joint. v) Install 24 ga. pre-finished steel 8”x6” gutter, style A. w) Install 24 ga. pre-finished steel 4”x4” square downspouts. x) Install concrete splash blocks at all downspouts. Install protection membrane underneath the splash block at areas where the block is resting on membrane roofing. y) Install pressure-treated wood blocking as needed. z) Install 1/2" APA rated plywood sheathing as needed. II. SBS Roof System over existing LWC deck @ Airport Main Roof (G14 note). a) Demo existing modified bitumen/coal tar build up roof down to the roof deck. b) Clean and prepare existing deck to receive new roofing system. c) Mechanically attach Garland HPR Glasbase Sheets (Base Sheet) w/ Soprema Twin Loc-Nail Base Sheet Fasteners. d) Adhere the following materials w/ Garland Insul-Lock HR Adhesive: - (1) layer of 2.5” Viking VPG-Flat Polyiso Insulation. - (1) layer of 2.0” Viking VPG-Flat Polyiso Insulation. - 1/8” slope Viking VPG Tapered VPG-CG Polyiso Insulation. - 1/4” slope Viking VPG Tapered VPG-CG Polyiso Insulation (crickets). - ½” Georgia-Pacific DensDeck Prime Roof Board (Cover Board). e) Cold-apply Garland FlexBase 80 Membrane (Base Ply) w/ Garland Weatherking Adhesive. f) Cold-apply Garland StressPly Plus FR Mineral Membrane (Cap Ply) w/ Garland Weatherking Adhesive. g) Prime vertical substrates to receive the flashings w/ Garland GarlaPrime. h) Cold-apply Garland FlexBase 80 Membrane (Base Flashing and Stripping Ply) w/ Garland Weatherking Flashing Adhesive. i) Cold-apply Garland StressPly Plus FR Mineral Membrane (Cap Flashing and Stripping Ply) w/ Garland Weatherking Flashing Adhesive. j) Install 36”x36” Garland StressPly Plus FR Mineral Membrane Walkpads at indicated areas only. k) Apply Garland Flashing Bond at base and cap flashing horizontal overlaps and flashing-to-field overlaps. l) Apply Garland Silver Flash at base and cap flashing vertical overlaps. m) Set all edge metals horizontal flanges in Garland Flashing Bond and prime upper side of the flange w/ Garland GarlaPrime. n) Apply Garland Garla-Flex sealant at roof edges and pipe penetrations. o) Terminate flashing membranes with termination bar and butyl tape fastened @ 8” O.C. w/ polyurethane sealant on top at concrete parapet coping. p) Install Zurn Z100 roof drain assembly w/ clamping ring and strainer. q) Install 4lb 30” sq. min. lead flashing set in Garland Flashing Bond and prime upper side w/ Garland GarlaPrime @ roof drains and pipe penetrations. r) Install 24 ga. pre-finished steel Storm Collar and Umbrella flashing set in Garland Flashing Bond and prime upper side of flange w/ Garland GarlaPrime @ Conduit Pipes. Close w/ stainless steel clamps w/ sealant on top. s) Install flexible membrane and compressible batt insulation at expansion joints. t) Install 24 ga. pre-finished steel counter flashings and expansion joint covers. u) Install 24 ga. pre-finished steel coping cap and drip edge flashings w/ 6” overlap joint. v) Install 24 ga. pre-finished steel 8”x6” gutter, style A. w) Install 24 ga. pre-finished steel 4”x4” square downspouts. x) Install 22 ga. steel cleats as needed. y) Install concrete splash blocks at all downspouts. Install protection membrane underneath the splash block at areas where the block is resting on membrane roofing. z) Install pressure-treated wood blocking as needed. aa) Install 1/2" APA rated plywood sheathing as needed. STANDING SEAM METAL ROOF SYSTEM SUMMARY Section 07411 – Manufactured Roof Panels I. Standing Seam Metal Roof System over existing metal deck. a) Demo existing corrugated roof system down to the metal deck. b) Install Garland R-Mer Seal Underlayment over the entire roof deck. c) Install 22 ga. pre-finished steel 16” Garland R-Mer Span Standing Seam Metal Roof Panels w/ Garland R-Mer Span I-Span Anchor Clips according to manufacturer's installation instructions. d) Install 22 ga. pre-finished steel roof-related sheet metal flashing and trim. e) Install 22 ga. pre-finished steel 8”x6” gutter, style A. f) Install 22 ga. pre-finished steel 4”x4” square downspouts. g) Install 22 ga. steel cleats as needed. h) Install concrete splash blocks at all downspouts. Install protection membrane underneath the splash block at areas where the block is resting on membrane roofing. SINGLE SKIN METAL WALL PANELS SYSTEM SUMMARY Section 07420 – Metal Wall Panels I. Single Skin Metal Wall Panels System over new 5/8” APA rated plywood sheathing. a) Demo existing wall panels and sheathing. b) Install new 5/8” APA rated plywood sheathing. c) Prime the plywood sheathing w/ Garland SA Primer. d) Install Garland HydroShell SA Underlayment over the entire primed sheathing. e) Install 22 ga. pre-finished steel 11 ¾” Garland R-Mer Wall-Pan Panel (Flush Profile) w/ 22 ga. galvanized panel clips according to manufacturer's installation instructions. f) Install 22 ga. pre-finished steel wall panel-related sheet metal flashing and trim. | 07 52 00 - MODIFIED BITUMINOUS MEMBRANE 07 42 00 - METAL WALL PANELS 07 41 13 - STANDING SEAM METAL ROOF PANELS 07 62 00 - SHEET METAL FLASHING AND TRIM | SBS Roof System Modified Bitumen Roofing Flat Metal Deck Demo TruFast #14 HD Roofing Fasteners Metal Insulation Plates Viking VPG-Flat Polyiso Insulation Georgia-Pacific DensDeck Prime Roof Board Garland FlexBase 80 Membrane StressPly Plus FR Mineral Membrane GarlaPrime Flashing Adhesive Walkpads Flashing Bond Silver Flash Zurn Z100 Roof Drain Assembly Lead Flashing Storm Collar Umbrella Flashing Concrete Splash Blocks
Diberville K-8 New ElementaryMiddle School |  | Ivania G | Roofing Solutions | HWY. 15. HARRISON COUNTY, MS 39503 | HARDY AND ASSOCIATES / ARCHITECT, PLLC | 1099 (SBS) 387 (STANDING SEAM METAL ROOF) SOFFIT (BERRIDGE) | SBS STANDING SEAM METAL ROOF SOFFIT | SOPREMA BERRIDGE | Section 075200 – Modified Bituminous Membrane I.SBS Roof System @ Gymnasium (Part A), South Classroom Wing (Part B & C), Administration Wing (Part D), Cafeteria Wing (Part E), Maintenance Office (Part E), North Classroom Wing (Part F & G), New Gymnasium (Part H), and Band Hall & Locker Rooms (Part J) over structurally flat metal deck. a) Simultaneously mechanically fasten with Soprafix #15 HD Roofing Fasteners and Soprafix 3” Plates: - 2" Soprema Sopra-Iso Flat Polyiso Insulation - 1/4” Soprema Sopra-Iso Tapered Polyiso Insulation starting at 1.5” - 1/2" Soprema Sopra-Iso Tapered Polyiso Insulation at crickets only - 1/8” Soprema Sopraboard Cover Board b) Torch apply Soprema Elastophene Flam (Base Ply) c) Torch apply Soprema Elastophene Flam LS FR GR (Cap Ply) d) Torch apply Soprema Sopralene Flam 180 (Base Flashing) e) Torch apply Soprema Sopralene Flam 180 FR GR (Cap Flashing) f) Install Soprema Alsan Flashing System at roof penetrations. g) Install 0.040” mill finish aluminum coping cap, edge metal, flashings, expansion joints, metal fascia and all roof related sheet metal flashing and trim. h) Install 0.040” mill finish aluminum scuppers, conductor head, gutters and downspouts. i) Install roof related wood blocking except at parapets. Section 074110 – Standing Seam Metal Roof Panels I.Standing Seam Roof System @ Gymnasium (Part A), Admin. Wing (Part D), New Gymnasium (Part H) over curved metal deck. a) Simultaneously mechanically fasten with Soprema Soprafix #15 HD Roofing Fasteners: - 1 layer of 2" Soprema Sopra-Iso Flat Polyiso Insulation at GYM A roof only and 2 layers of 2" Soprema Sopra-Iso Flat Polyiso Insulation at Admin. Wing D and GYM H roofs only. - 1/4" Densdeck Roof Board Cover Board b) Install 1 layer of Soprema Lastobond Shield HT self-adhering underlayment over the entire roof. c) Install 22 ga. pre-finished steel Berridge 16" Double-Lock Zee-Lock metal roof panels. d) Install 0.040" mill finish aluminum radiused edge metal, fascia, sidewall flashings, reglets. e) Install 0.040" mill finish aluminum 6”x8" gutters and 6"x8" downspouts. f) Install new roof-related treated wood blocking where applicable. II.Standing Seam Roof System @ low curved roofs on Admin. Wing (Part D) & Maintenance Office (Part E) over open framing. a) Install 22 ga. pre-finished steel Berridge 16" Double-Lock Zee-Lock metal roof panels. b) Install 0.040" mill finish aluminum edge metal, fascia, sidewall flashings, and reglets. c) Install 0.040" mill finish aluminum 6"x8" gutters and 6"x8" downspouts. d) Install new roof-related treated wood blocking where applicable. III.Soffit Panels @ Gymnasium (Part A), Admin. Wing (Part D), New Gymnasium (Part H) over plywood substrate. e) Install 22 ga. pre-finished steel Berridge Vee-Panel Soffit Panel System f) Install 22 ga. pre-finished steel J-Trim. Section 074110 – Standing Seam Metal Roof Panels I.Standing Seam Roof System @ Gymnasium (Part A), Admin. Wing (Part D), New Gymnasium (Part H) over curved metal deck. a) Simultaneously mechanically fasten with Soprema Soprafix #15 HD Roofing Fasteners: - 1 layer of 2" Soprema Sopra-Iso Flat Polyiso Insulation at GYM A roof only and 2 layers of 2" Soprema Sopra-Iso Flat Polyiso Insulation at Admin. Wing D and GYM H roofs only. - 1/4" Densdeck Roof Board Cover Board b) Install 1 layer of Soprema Lastobond Shield HT self-adhering underlayment over the entire roof. c) Install 22 ga. pre-finished steel Berridge 16" Double-Lock Zee-Lock metal roof panels. d) Install 0.040" mill finish aluminum radiused edge metal, fascia, sidewall flashings, reglets. e) Install 0.040" mill finish aluminum 6”x8" gutters and 6"x8" downspouts. f) Install new roof-related treated wood blocking where applicable. II.Standing Seam Roof System @ low curved roofs on Admin. Wing (Part D) & Maintenance Office (Part E) over open framing. a) Install 22 ga. pre-finished steel Berridge 16" Double-Lock Zee-Lock metal roof panels. b) Install 0.040" mill finish aluminum edge metal, fascia, sidewall flashings, and reglets. c) Install 0.040" mill finish aluminum 6"x8" gutters and 6"x8" downspouts. d) Install new roof-related treated wood blocking where applicable. III.Soffit Panels @ Gymnasium (Part A), Admin. Wing (Part D), New Gymnasium (Part H) over plywood substrate. e) Install 22 ga. pre-finished steel Berridge Vee-Panel Soffit Panel System f) Install 22 ga. pre-finished steel J-Trim. | 07 52 00 - MODIFIED BITUMINOUS MEMBRANE 07 41 13 - STANDING SEAM METAL ROOF SYSTEM 07 62 00 - SHEET METAL FLASHING AND TRIM | Modified Bituminous Membrane SBS Roof System Gymnasium South Classroom Wing Administration Wing Cafeteria Wing Maintenance Office North Classroom Wing New Gymnasium Band Hall & Locker Rooms Structurally flat metal deck Mechanically fasten Polyiso Insulation Torch apply Alsan Flashing System Mill finish aluminum Standing Seam Metal Roof Panels Curved metal deck Soffit Panels Plywood substrate
Warren Central High School Renovations |  | Ivania G | Roofing Solutions | 1000 HIGHWAY 27, VICKSBURG, MISSISSIPPI 39180. | DALE / BAILEY, AN ASSOCIATION | 799.5 (SBS) 140.55 (TPO) 1229.56 (SBS REROOF) | SBS TPO | SOPREMA (SBS) JOHNS MANVILLE (TPO) | Roofing System Summary I. Thermoplastic-Polyolefin (TPO) Roofing (over structurally flat wood deck)- at Roof Section “I” (Agora) a) Simultaneously mechanically fasten (1) layer of 1” JM Enrgy 3 Polyiso Flat Insulation, 1/4” JM Enrgy 3 Tapered Insulation and ½” JM Securock Gypsum Fiber Board w/ JM Highload Fasteners and JM Rhinoplates. b) Induction weld JM 60 Mil TPO Membrane (field). c) Adhere JM 60 Mil Membrane with JM TPO Membrane Adhesive (flashings). d) Install JM TPO Universal Corners, T-Joint Patches, Pipe Boots and others according to Manufacturer’s written instructions e) Install 24 ga. Pre-finished steel Drip Edge and all TPO Roof related sheet metal flashing and trim. II. Styrene Butadiene Styrene (SBS) Modified Bituminous Membrane Roofing (over flat metal deck)- at Existing Roof Section “D” (Building B “field”) a) Remove existing roof system down to deck. b) Loose laid Soprema Sopra-G (Base Sheet) c) Mechanically fasten (2) layers of 2” of Soprema Sopra-Iso Flat Insulation down to deck w/ Soprema #14 Fasteners and 3” Insulation Plates. d) Hot mop 1/4” Soprema Sopra-Iso Tapered Insulation (at structurally flat roof sections), 1/2” Soprema Sopra-Iso Tapered Insulation (crickets) w/ Valero Asphalt Type IV e) Hot mop 1/8” Soprema Sopraboard. f) Torch apply Soprema Sopralene Flam 180 (Base ply and Base flashings) g) Torch apply Soprema Sopralene Flam 180 FR GR (Cap Ply and Cap Flashing) h) Fully adhere Soprema Sentinel P150 (60mil PVC Flashing) w/ Soprema Sentinel S Bonding Adhesive (at indicated i) parapets only) j) Apply Soprema Alsan Liquid Flashing System (at roof penetrations only) k) Install Soprema Soprawalk (at indicated areas only). l) Install 24 ga. Pre-finished Steel Copings, Gravel Guards, Downspouts, Conductor Heads and all SBS Roof Related Sheet Metal Flashing and Trim. m) Install Retro Fit Drains at indicated areas only a) Install MM Systems RXJ-2-1 Expansion Joints Cover at indicated areas only. III. Styrene Butadiene Styrene (SBS) Modified Bituminous Membrane Roofing (over flat lightweight insulating concrete w/ metal deck)- at Existing Roof Sections “A, B, C & E” (Main Building A, Auditorium, Renovated Gym & Band and Choir) a) Remove existing roof system down to deck. b) Loose laid Soprema Sopra-G (Base Sheet) c) Mechanically fasten (2) layers of 2” of Soprema Sopra-Iso Flat Insulation down to deck w/ Soprema #14 Fasteners and 3” Insulation Plates. d) Hot mop 1/4” Soprema Sopra-Iso Tapered Insulation, 1/2” Soprema Sopra-Iso Tapered Insulation (crickets) w/ Valero Asphalt Type IV. e) Hot mop 1/8” Soprema Sopraboard. f) Torch apply Soprema Sopralene Flam 180 (Base ply and Base flashings) g) Torch apply Soprema Sopralene Flam 180 FR GR (Cap Ply and Cap Flashing) h) Fully adhere Soprema Sentinel P150 (60mil PVC Flashing) w/ Soprema Sentinel S Bonding Adhesive (at indicated i) parapets only) j) Apply Soprema Alsan Liquid Flashing System (at roof penetrations only) k) Install Soprema Soprawalk (at indicated areas only). l) Install 24 ga. Pre-finished Steel Copings, Gravel Guards, Downspouts, Conductor Heads and all SBS Roof Related Sheet m) Metal Flashing and Trim. n) Install 24 ga. Stainless Steel Scuppers o) Install Retro Fit Drains at indicated areas only p) Install MM Systems RXJ-2-1 Expansion Joints Cover at indicated areas only. IV. Styrene Butadiene Styrene (SBS) Modified Bituminous Membrane Roofing (over concrete deck) at Existing Roof Section “D” (Building B “Perimeter”) a) Remove existing roof system down to deck. b) Prime Concrete Deck w/ Soprema Elastocol 500 c) Hot mop (2) layers of 2” of Soprema Sopra-Iso Flat Insulation, 1/4” Soprema Sopra-Iso Tapered Insulation (in structurally flat roof sections), 1/2” Soprema Sopra-Iso Tapered Insulation (crickets) and 1/8” Soprema Sopraboard w/ Valero Asphalt Type IV. d) Torch apply Soprema Sopralene Flam 180 (Base ply and Base flashings) e) Torch apply Soprema Sopralene Flam 180 FR GR (Cap Ply and Cap Flashing) f) Fully adhere Soprema Sentinel P150 (60mil PVC Flashing) w/ Soprema Sentinel S Bonding Adhesive (at indicated parapets only) g) Apply Soprema Alsan Liquid Flashing System (at roof penetrations only) h) Install Soprema Soprawalk (at indicated areas only). i) Install 24 ga. Pre-finished Steel Copings, Gravel Guards, Downspouts, Conductor Heads and all SBS Roof Related Sheet Metal Flashing and Trim. j) Install 24 ga. Stainless Steel Scuppers l) Install MM Systems RXJ-2-1 Expansion Joints Cover at indicated areas only. V. Styrene Butadiene Styrene (SBS) Modified Bituminous Membrane Roofing (over flat metal deck)- at New Roof Sections “H, L, M, N, O”. (Administration Building, New Media Center, Building “A” Additions) a) Loose laid Soprema Sopra-G (Base Sheet) b) Mechanically fasten (2) layers of 2” of Soprema Sopra-Iso Flat Insulation w/ Soprema #14 Fasteners and 3” Insulation Plates. c) Hot mop 1/4” Soprema Sopra-Iso Tapered Insulation (in structurally flat roof sections), 1/2” Soprema Sopra-Iso Tapered Insulation (crickets) w/ Valero Asphalt Type IV. d) Hot mop 1/8” Soprema Sopraboard d) Torch apply Soprema Sopralene Flam 180 (Base ply and Base flashings) e) Torch apply Soprema Sopralene Flam 180 FR GR (Cap Ply and Cap Flashing) f) Fully adhere Soprema Sentinel P150 (60mil PVC Flashing) w/ Soprema Sentinel S Bonding Adhesive (at indicated parapets only) g) Apply Soprema Alsan Liquid Flashing System (at roof penetrations only) h) Install Soprema Soprawalk (at indicated areas only). i) Install 24 ga. Pre-finished Steel Copings, Gravel Guards, Downspouts, Conductor Heads and all SBS Roof Related Sheet Metal Flashing and Trim. j) Install 24 ga. Stainless Steel Scuppers k) Install MM Systems RXJ-2-1 Expansion Joints Cover at indicated areas only. i) Install (1) 30” x 30” Single Leaf Galvanized Steel Bilco Roof Hatch with Safety railing and Ladder up post. V. Styrene Butadiene Styrene (SBS) Modified Bituminous Membrane Roofing (over sloped metal deck)- at New Roof Sections “F, G, J, P. (New Career Academy, Building “A” Additions, Renov. Gym Addition & Store) a) Loose laid Soprema Sopra-G (Base Sheet) b) Simultaneously Mechanically fasten 1/4” Soprema Sopra-Iso Tapered Insulation, 1/2” Soprema Sopra-Iso Tapered Insulation (crickets) and 1/8” Soprema Sopraboard w/ Soprema #14 Fasteners and 3” Insulation Plates down to deck. d) Torch apply Soprema Sopralene Flam 180 (Base ply and Base flashings) e) Torch apply Soprema Sopralene Flam 180 FR GR (Cap Ply and Cap Flashing) f) Fully adhere Soprema Sentinel P150 (60mil PVC Flashing) w/ Soprema Sentinel S Bonding Adhesive (at indicated parapets only) g) Apply Soprema Alsan Liquid Flashing System (at roof penetrations only) h) Install Soprema Soprawalk (at indicated areas only). i) Install 24 ga. Pre-finished Steel Copings, Gravel Guards, Downspouts, Conductor Heads and all SBS Roof Related Sheet Metal Flashing and Trim. j) Install 24 ga. Stainless Steel Scuppers k) Install MM Systems RXJ-2-1 Expansion Joints Cover at indicated areas only. V. Styrene Butadiene Styrene (SBS) Modified Bituminous Membrane Roofing (over metal deck)- at New Roof Sections. (Agora Clerestory Section “K”) a) Loose laid Soprema Sopra-G (Base Sheet) b) Simultaneously Mechanically fasten 1/4” Soprema Sopra-Iso Tapered Insulation, 1/2” Soprema Sopra-Iso Tapered Insulation (crickets) and 1/8” Soprema Sopraboard w/ Soprema #14 Fasteners and 3” Insulation Plates down to deck. d) Torch apply Soprema Sopralene Flam 180 (Base ply and Base flashings) e) Torch apply Soprema Sopralene Flam 180 FR GR (Cap Ply and Cap Flashing) f) Fully adhere Soprema Sentinel P150 (60mil PVC Flashing) w/ Soprema Sentinel S Bonding Adhesive (at indicated parapets only) g) Apply Soprema Alsan Liquid Flashing System (at roof penetrations only) h) Install Soprema Soprawalk (at indicated areas only). i) Install 24 ga. Pre-finished Steel Copings, Gravel Guards, Downspouts, Conductor Heads and all SBS Roof Related Sheet Metal Flashing and Trim. k) Install MM Systems RXJ-2-1 Expansion Joints Cover at indicated areas only. VI. Metal Roof System (over open framing)- at Canopy Roof a) Install 22 ga. Pre-finished steel 16” wide IMETCO Series 300 Standing Seam Panels with its corresponding accessories as per manufacturers installation instructions (please select color). b) Instal 22 ga. Gutter and all Metal Roof Related Sheet Metal Flashing and Trim. | Section 074215 – Metal Composite Material Wall Panels Section 077200 – Roof Accessories Section 075216 – SBS Modified Bituminous Membrane Roofing Section 076200 – Sheet Metal Flashing and Trim Section 077100 – Roof Specialties | Roofing Thermoplastic-Polyolefin (TPO) Polyiso Flat Insulation Tapered Insulation Securock Gypsum Fiber Board Rhinoplates Induction weld TPO Membrane Universal Corners Pipe Boots Pre-finished steel Drip Edge Styrene Butadiene Styrene (SBS) Modified Bituminous Membrane Roofing Soprema Sopra-G Soprema Sopra-Iso Flat Insulation Valero Asphalt Type IV Sopraboard Sentinel P150 (60mil PVC Flashing) Alsan Liquid Flashing System MM Systems RXJ-2-1 Expansion Joints Cover
Central School Board Office Building Phase II |  | Ivania G | Roofing Solutions | 13750 HOOPER RD, BATON ROUGE , LA 70818 | GRACE HEBERT CURTIS ARCHITECTS, APAC | 142 | SBS, ASPHALT SHINGLES | SOPREMA, GAF | SBS ROOF SYSTEM SUMMARY Section 075200 – SBS Modified Bituminous Membrane Roofing I. SBS Roof System Over Sloped Metal Deck @ Main Roof and Chair Storage a) Mechanically attach the following materials with Soprema #14 MP Fastener and Soprema 3” Metal Insulation Plate: - (1) layer of 1.5” Soprema Sopra-Iso Flat Polyiso Insulation - (2) layers of 2” Soprema Sopra-Iso Flat Polyiso Insulation - 1/2” slope Soprema Sopra-Iso Tapered Polyiso Insulation (crickets only) - 1/4” Soprema Sopraboard (Cover Board) b) Torch-apply Soprema Sopralene Flam 180 (Base Ply, Flashing Base Ply, Stripping Ply). c) Torch-apply Soprema Sopralene Flam 180 FR GR (Cap Ply, Flashing Cap Ply). d) Install Soprema Soprawalk Walkpads. e) Install Soprema Alsan Liquid Flashing System at all roof-related penetrations and roof drains. f) Install 24 Ga. pre-finished steel copings, drip edge, counterflashings, downspouts and conductor heads. g) Install 24 Ga. stainless steel scuppers. II. SBS Roof System Over Sloped Metal Deck @ Canopy a) Mechanically attach the following materials with Soprema #14 MP Fastener and Soprema 3” Metal Insulation Plate: - (1) layer of 1.5” Soprema Sopra-Iso Flat Polyiso Insulation - 1/4” Soprema Sopraboard (Cover Board) b) Torch-apply Soprema Sopralene Flam 180 (Base Ply, Flashing Base Ply, Stripping Ply) c) Torch-apply Soprema Sopralene Flam 180 FR GR (Cap Ply, Flashing Cap Ply). d) Install 24 Ga. pre-finished, drip edge, counterflashings, downspouts and conductor heads. ASPHALT SHINGLES ROOF SYSTEM SUMMARY Section 073113 – Asphalt Shingles I. Asphalt Shingles Roof System Over 5/8” Sloped Plywood Deck a) Install GAF StormGuard Film-Surfaced Leak Barrier (underlayment) over the plywood roof deck. b) Install GAF Pro-Star started Strip Shingles at eaves and rake. c) Install GAF Timberline HDZ High-Definition Shingles with roofing nails according to manufacturer´s installation instructions. d) Install GAF StormGuard Film-Surfaced Leak Barrier (underlayment) at eaves e) Install GAF Seal-A-Ridge Cap/Hip Shingles. f) Install 24 Ga. pre-finished flashings, gutters and downspouts. | 07 52 00 - MODIFIED BITUMINOUS MEMBRANE 07 62 00 - SHEET METAL FLASHING AND TRIM 07 31 10 - ASPHALT SHINGLES | SBS Roof System Modified Bituminous Membrane Roofing Sloped Metal Deck Soprema Insulation Polyiso Insulation Tapered Insulation Sopraboard Sopralene Flam 180 Torch Application Walkpads Alsan Liquid Flashing System Pre-finished Steel Copings Drip Edge Counterflashings Downspouts Stainless Steel Scuppers Canopy Asphalt Shingles Roof System Plywood Deck Leak Barrier
BASIS Phase II Materra-2nd |  | Felipe | Roofing Solutions | 7550 MCCALL DRIVE BATON ROUGE, 70817 | GRACE HEBERT CURTIS ARCHITECTS, APAC | 119 | SBS, METAL WALL PANELS | SOPREMA, PAC-CLAD | Section 07 5200 – MODIFIED BITUMINOUS MEMBRANE ROOFING I. SBS Roof System over structurally sloped metal deck a) Mechanically fasten the following materials w/ Soprema Soprafix #14 MP fasteners and Soprema Soprafix 3” Insulation Plates: - (2) Layers of 2.5” Soprema Sopra-Iso Flat Polyiso Insulation - Layer of 1” Soprema Sopra-Iso Flat Polyiso Insulation - 1/2” Slope Soprema Sopra-Iso Tapered Polyiso Insulation (crickets only) - 1/4" Soprema Sopraboard Coverboard. b) Torch apply Soprema Sopralene Flam 180 (base ply, flashing base ply, stripping ply). c) Torch apply Soprema Sopralene Flam 180 FR GR (cap ply, flashing cap ply). d) Install Soprema Soprawalk Walkpads. e) Install Soprema Alsan Liquid Flashing System at all roof-related penetrations and roof drains. f) Install splash blocks. g) Install 48”x48” Roof hatch. h) Install 0.050” pre-finished aluminum counter flashing, downspouts, scuppers, and any roof- related flashings. Section 07 4213 – Metal Wall and Soffit Panels I. Metal Panels Wall System over structurally metal studs at south, east and west elevations. a) Install Clark Dietrich Hat Channel 7/8” behind metal wall panels. b) Install Pac-Clad 24 Ga. R-36 Wall Panel according to manufacturer’s installation instructions. Color to match existing. c) Install 24 Ga. Pre-finished Steel wall panels related to flashings and trims. II. Metal Panels Wall System over structurally metals studs at north and south elevations a) Install Clark Dietrich Hat Channel 7/8” behind metal wall panels. b) Install Pac-Clad 24 Ga. M-36 Wall Panel according to manufacturer’s installation instructions. c) Install 24 Ga. Pre-finished Steel wall panels related flashings and trims. | 07 52 00 - MODIFIED BITUMINOUS MEMBRANE 07 62 00 - SHEET METAL FLASHING AND TRIM 07 42 13 - METAL WALL AND SOFFIT PANELS | Modified Bituminous Membrane Roofing SBS Roof System Structurally Sloped Metal Deck Soprema Soprafix #14 MP Fasteners Soprema Soprafix 3” Insulation Plates Polyiso Insulation Soprema Sopralene Flam 180 Soprema Sopralene Flam 180 FR GR Soprema Soprawalk Walkpads Soprema Alsan Liquid Flashing System Roof Hatch Pre-finished Aluminum Counter Flashing Metal Wall and Soffit Panels Metal Panels Wall System Structurally Metal Studs Clark Dietrich Hat Channel 7/8” Pac-Clad 24 Ga. R-36 Wall Panel Pac-Clad 24 Ga. M-36 Wall Panel Flashings and Trims North and South Elevations
Central High School Renovations and Additions Phase 2-2nd |  | Felipe | Roofing Solutions | 10200 E BROOKSIDE DRIVE, BATON ROUGE, LA 70818 | GRACE HEBERT CURTIS ARCHITECTS, APAC | 2106 | SBS, TPO, METAL WALL PANELS, SOFFIT | SOPREMA, JOHNS MANVILLE | SBS ROOF SYSTEM SUMMARY Section 075200 – Modified Bituminous Membrane Roofing I. TPO Roof System over flat Galvanized Metal Roof Deck @ Main Roof. a) Demo existing roof gravel down to the existing roof membrane. b) Remove and dispose any existing skylight, skylight curbs and equipment curbs and infill openings to receive new roofing system. c) Adhere the following materials w/ Soprema Duotack SPF Insulation Adhesive: - 1/4” slope Soprema Sopra-Iso Tapered Polyiso Insulation (crickets only) - 1/4” Soprema Sopraboard (Cover Board) d) Torch-apply Soprema Sopralene Flam 180 (Base Ply, Base Flashing and Stripping Ply. e) Torch-apply Soprema Sopralene Flam 180 FR GR (Cap Ply and Cap Flashing). f) Install 39”x39” Soprema Soprawalk Walkpads around RTU’s. g) Prime all vertical concrete/CMU/brick substrates and metal horizontal flanges w/ Soprema Elastocol 500 Primer. h) Install Soprema Alsan Liquid Flashing System at all pipe penetrations and roof drains. i) Install new roof drain covers, verify in field type and size. j) Install Soprema Lastobond Shield HT Self-Adhering Membrane at expansion joints. k) Install Owens Corning Pink Next Gen Fiberglass Batt Insulation at expansion joints. l) Install 0.032” pre-finished aluminum counter flashings and expansion joint covers. m) Install 0.050” pre-finished aluminum gravel guard, drip edge and coping cap. TPO ROOF SYSTEM SUMMARY Section 075423 – Thermoplastic-Polyolefin Roofing (TPO) I. TPO Roof System new sloped Metal Deck @ New Addition Building Roof. a) Mechanically attach the following materials w/ JM #12 UltraFast Fastener and Plate: - (1) layer of 3” JM ENRGY3 Flat Polyiso Insulation - (1) layer of 2.5” JM ENRGY3 Flat Polyiso Insulation - 1/2” slope JM ENRGY3 Tapered Polyiso Insulation (crickets only) - 1/2" USG Securock Gypsum-Fiber Roof Board (Cover Board) b) Install JM TPO 60 mil (Field and Flashing) w/ JM Membrane Bonding Adhesive. c) Install JM Single Ply LVOC Caulk at flashing edges (as needed). d) Install JM TPO Pipe Boots at all pipe penetrations. e) Prime all edge metals w/ JM TPO Membrane Primer. f) Install JM 6” TPO Cover Tape at all roof edges. g) Install JM TPO T-Joint Patch at all membrane T-Joints. h) Install JM TPO Universal Corners. i) Clean membrane seams and any other dirt or contaminants w/ JM TPO Membrane Cleaner. j) Install Soprema Lastobond Shield HT Self-Adhering Membrane at expansion joints. k) Install Owens Corning Pink Next Gen Fiberglass Batt Insulation at expansion joints. l) Install 30”x30” JM TPO Walkpads around RTU’s and roof hatch. m) Install 24 ga. JM TPO Coated Metal Scuppers. n) Install 0.032” pre-finished aluminum counter flashings, expansion joint covers, collector heads, downspouts and splash pads. o) Install 0.050” pre-finished aluminum gravel guard, drip edge and coping cap. p) Install (1) Roof Hatch and Safety Post. SINGLE SKIN METAL WALL AND SOFFIT PANELS SYSTEM SUMMARY Section 074213 – Metal Wall and Soffit Panels I. Single Skin Metal Wall Panels over 5/8” Plywood Sheathing @ New Addition Building. a) Install 22 ga. pre-finished steel 12” Pac-Clad Flush Wall Panels according to manufacturer’s installation instructions. b) Install 22 ga. pre-finished steel flashing and trim related to wall panels. II. Metal Soffit Panels over 5/8” Plywood Sheathing @ New Addition Building. a) Install 22 ga. pre-finished steel 12” Pac-Clad Flush Soffit Panels according to manufacturer’s installation instructions. b) Install 22 ga. pre-finished steel flashing and trim related to wall panels. | 07 54 22 - THERMOPLASTIC POLYOLEFIN ROOFING SYSTEM 07 52 00 - MODIFIED BITUMINOUS MEMBRANE 07 62 00 - SHEET METAL FLASHING AND TRIM 07 42 13 - FORMED METAL WALL PANELS | SBS Roof System Modified Bituminous Membrane Roofing TPO Roof System Galvanized Metal Roof Deck Insulation Adhesive Soprema Sopra-Iso Insulation Soprema Sopraboard Sopralene Flam 180 Base Ply Cap Ply Flashing System Walkpads Elastocol 500 Primer Alsan Liquid Flashing System Lastobond Shield HT Owens Corning Insulation Aluminum Counter Flashings Gravel Guard TPO Membrane Roof Hatch
GC UAB Lister Hill Library & Henry Peters Bldg Roof Rpl, Birmingham, AL |  | Felipe | Roofing Solutions
GC Nesom Middle School Reroof of Flat Roofs |  | Felipe | Roofing Solutions | 14417 LA-442 W, TICKFAW, LA 70466 | GASAWAY GASAWAY BANKSTON ARCHITECTS | 29 | SBS/TPO | JOHNS MANVILLE | SBS/TPO HYBRID ROOF SYSTEM SUMMARY Section 075419 – Thermoplastic Polyolefin (TPO) and Styrene-Butadiene-Styrene (SBS) Modified Bituminous Hybrid Membrane Roofing I. SBS/TPO Hybrid Roof System over existing SBS system to remain. a) Clean and prepare existing SBS roof system to receive new roof system. b) Adhere ¼” JM DensDeck Prime Roof Board Cover Board w/ JM Two-Part Urethane Insulation Adhesive Canister. c) Torch-apply JM DynaWeld Base (Base Ply). d) Adhere JM TPO FB 150 (field) w/ JM Two-Part Urethane Insulation Adhesive Canister. e) Terminate field membrane at vertical walls w/ JM All Purpose Fasteners and JM 3” UltraFast Metal Plate @ 12” O.C. max. f) Adhere JM TPO-60 mil (flashing) w/ JM Membrane Bonding Adhesive at parapet walls, side walls and curbs g) Prime all edge metals w/ JM TPO Membrane Primer. h) Install JM 6” TPO Cover Tape at roof edges. i) Install JM TPO Pipe Boots, JM TPO T-Joint Patch, JM TPO Universal Corners, JM Single Ply Sealing Mastic, JM Single Ply LVOC Caulk and JM TPO Membrane Cleaner as needed. j) Install 24 ga. pre-finished steel counterflashings k) Install 24 ga. pre-finished steel gutters and downspouts to match existing size and profile. l) Install 24 ga. pre-finished steel coping cap and gravel guard w/ exposed 6” cover plate joint. m) Install pressure-treated wood blocking @ parapet wall adjacent to the existing metal awning. n) Install 1x wood fascia to match existing, painted. o) Install JM TPO Walkpads at indicated areas only. | 07 54 19 - THERMOPLASTIC POLYOLEFIN (TPO) AND STYRENE-BUTADIENE-STYRENE 07 62 00 - SHEET METAL FLASHING AND TRIM | SBS/TPO Hybrid Roof System Thermoplastic Polyolefin (TPO) Styrene-Butadiene-Styrene (SBS) Modified Bituminous Existing SBS System JM DensDeck Prime Roof Board JM Two-Part Urethane Insulation Adhesive JM DynaWeld Base JM TPO FB 150 JM Membrane Bonding Adhesive Parapet Walls JM TPO Membrane Primer JM 6” TPO Cover Tape JM TPO Pipe Boots Pre-finished Steel Counterflashings Pre-finished Steel Gutters Pre-finished Steel Coping Cap Gravel Guard Pressure-treated Wood Blocking Wood Fascia JM TPO Walkpads
GC Olin Hall - Millsaaps College-Roofing |  | Felipe | Roofing Solutions | MILSAPS COLLEGE. JACKSON, MS | SHAFER ZAHNER ZAHNER OFFICE OF ARCHITECTURE | 211 (SBS) 33 (ASPHALT SHINGLES) | SBSASPHALT SHINGLES | SOPREMA GAF | SBS ROOF SYSTEM SUMMARY Section 07 550 – Modified Bituminous Membrane Roofing (SBS) I. SBS Roof System over existing Light Weight Concrete Deck @ Roof Areas A and B a) Mechanically fasten Soprema Sopra G base sheet with Soprema TwinLoc nails. b) Hot-mop 1 layer of ¼” Soprema Sopraboard cover board Valero Type IV Asphalt. c) Install 1/2" Soprema SopraIso PolyIso tapered insulation at crickets only. d) Hot-mop Soprema Elastophene Sanded 2.2 base ply with Valero Type IV Asphalt. e) Hot-mop Soprema Elastophene Sanded 2.2 interply with Valero Type IV Asphalt. f) Torch‐apply Soprema Sopralene Flam 180 FR GR cap ply. g) Torch‐apply Soprema Sopralene Flam 180 base flashing and stripping ply. h) Torch‐apply Soprema Sopralast 50 TV Alu cap flashing. i) Install Soprema Alsan Liquid Flashing System at roof drains and penetrations. j) Install 0.040” prefinished aluminum drip edge and counterflashing. k) Install 5/8" pressure-treated plywood at indicated areas, refer to Shop Drawings. l) Install pressure-treated wood blocking at indicated areas, refer to Shop Drawings. II. SBS Roof System over existing Metal Deck @ Roof Area D a) Simultaneously mechanically fasten the following components with Soprema #14 MP fasteners and 3” insulation plates: ‐ 1 layer of 1” Soprema SopraIso Polyiso insulation. ‐ 1 layer of 1/8” Soprema SopraIso Polyiso tapered insulation. ‐ 1 layer of ¼” Soprema Sopraboard cover board. b) Hot-mop Soprema Elastophene Sanded 2.2 base ply with with Valero Type IV Asphalt. c) Hot-mop Soprema Elastophene Sanded 2.2 interply with with Valero Type IV Asphalt. d) Torch‐apply Soprema Sopralene Flam 180 FR GR cap ply. e) Torch‐apply Soprema Sopralene Flam 180 base flashing and stripping ply. f) Torch‐apply Soprema Sopralast 50 TV Alu cap flashing. g) Install Soprema Alsan Liquid Flashing System at roof drains and penetrations. h) Install 0.040” prefinished aluminum coping, drip edge, and counterflashing. i) Install 5/8" pressure-treated plywood at indicated areas, refer to Shop Drawings. j) Install pressure-treated wood blocking at indicated areas, refer to Shop Drawings. ASPHALT SHINGLES ROOF SYSTEM SUMMARY Section 07311 Fiberglass Asphalt Shingles I. Asphalt Shingles Roof System over Existing Cementitious Deck @ Roof Area C a) Mechanically fasten GAF FeltBuster felt over existing cementitious deck with simplex nails. b) Install GAF StormGuard self‐adhering underlayment at eave and rake locations for metal flanges stripping. c) Install GAF Pro‐Start Starter Strip Shingles and eave locations. d) Mechanically fasten GAF Timberline HDZ High‐Definition Shingles as per Manufacturer’s installation instructions using roofing nails. e) Install GAF Cobra Ridge Vent 3 Exhaust Vent. f) Install GAF TimberTex Ridge Cap Shingles. g) Install 24 ga prefinished steel drip edge. | 07 52 00 - MODIFIED BITUMINOUS MEMBRANE 07 31 10 - ASPHALT SHINGLES 07 62 00 - SHEET METAL FLASHING AND TRIM | SBS Roof System Modified Bituminous Membrane Roofing Lightweight Concrete Deck Soprema TwinLoc Nails PolyIso Insulation Elastophene Sanded 2.2 Sopralene Flam 180 Sopralast 50 TV Alu Alsan Liquid Flashing System Prefinished Aluminum Drip Edge Pressure-treated Plywood Metal Deck #14 MP Fasteners Asphalt Shingles Roof System Fiberglass Asphalt Shingles GAF FeltBuster StormGuard Underlayment Timberline HDZ Shingles Ridge Vent
Main Gate Improvements, Gillis W. Long Center-2ND |  | Felipe | Roofing Solutions | 5445 Point Clair Road, Carville, LA 70721 | MOUGEOT ARCHITECTURE, LLC | 19 | SHINGLES | GAF | Section 07 31 13 – Asphalt Shingle Roofing System I. Asphalt Shingles Roof System over existing plywood decking a) Install GAF FeltBuster High-Traction Synthetic Roofing Felt (underlayment) with plastic caps nails over the existing roof deck. b) GAF StormGuard Film-Surface Leak Barrier strip at eaves, valleys, and rake. c) Install GAF Pro-Star started Strip Shingles at eaves, and rake. d) Install GAF Timberline HDZ High-Definition Shingles w/ roofing nails according to the e) manufacturer´s installation instructions. f) Install GAF Seal-A-Ridge Cap and Hip Shingles. g) Install 0.032” Pre-finished Aluminum flashings, gutters, downspouts, rake, counterflashing, and any roof-related flashing. | Section 073113 – Asphalt Shingle Roofing System Section 076200 – Sheet Metal Flashing and Trim | GAF FeltBuster Synthetic Roofing Felt Underlayment StormGuard Film-Surface Leak Barrier Starter Strip Shingles Timberline HDZ High-Definition Shingles Roofing Nails Seal-A-Ridge Cap Hip Shingles Pre-finished Aluminum Flashings
New Nursing Home for the Mississippi State Veterans Affairs Board |  | Felipe | Roofing Solutions | Tradition Pkwy, Mississippi, USA | ALLRED STOLARSKI ARCHITECTS, PA | 1556.7 (SHINGLES) 3.75 (SBS) 7.79 (WALL PANELS) | SHINGLES SBS WALL PANELS | GAF (SHINGLES) SOPREMA (SBS) MBCI (WALL PANELS) | Section 073113 – Asphalt Shingle Roof System I. Asphalt Shingle Roof System Over Metal Deck. A. Mechanically attached the following components USG 5/8” SecuRock Cement Roof Board (Substrate Board) with Soprema #14 MP Fastener and Soprema 3” Metal Insulation Plate over entire roof deck. B. Install Mid-States Asphalt Quik-Stick HT Self-Adhering Underlayment (Moisture Barrier) over entire Substrate Board. C. Mechanically attached the following with Atlas Nail Base Fastener HD: • 2.6” Atlas ACFoam-II GRF Roof Flat Insulation. • 4.7” Atlas ACFoam CrossVent Nailable Cross Ventilation. D. Install GAF StormGuard Film-Surfaced Leak Barrier Underlayment over Nailable Ventilation Insulation. E. Install GAF StormGuard Film-Surfaced Leak Barrier Underlayment 36” strip centered over open valley. F. Install GAF Timberline HDZ Asphalt Shingle according to Manufacturer’s Instructions. G. Install GAF Pro-Start Starter Shingles at eaves and rakes. H. Install GAF Seal-A-Ridge Cap/Hip Shingles at ridges and hips. I. Install Atlas Techni-Flo 24 Ga. Pre-Finished Steel Eave Vent. J. Install Atlas Techni-Flo 24 Ga. Pre-Finished Steel Ridge Vent. K. Install 24 Ga. Pre-Finished Steel Eave, Rake, Open Valley Flashing, Expansion Joint and any other roof related flashing and trim. L. Install 0.040” Pre-Finished Aluminum Ridge Cap @ Town Hall Fireplace. M. Install RDCA 0.040” Pre-Finished Aluminum 6” K-Style Gutters and 4” Round Downspouts. N. Install Precast Concrete Splash Block @ Downspout Discharge. O. Install 0.032” Pre-Finished Aluminum Copper Craft Winged Louver Dormer. P. Install 16 Oz. Copper from Copper Craft Custom Finial (Spire) at Cupula. Q. Install Lead Boot Flashing at penetrations as needed. SBS ROOF SYSTEM SUMMARY Section 075200 – SBS Roof System I. SBS Roof System Over Metal Deck. A. Mechanically attached 5/8” USG Securock Gypsum Fiber Roof Board (Substrate Board) with Soprema #14 MP fastener and 3” Insulation Plate. B. Adhere the following materials with Soprema Duotack SPF Adhesive: • 2 layers of 2” Soprema Sopra-Iso Flat Polyiso Insulation. • 1.5” Soprema Sopra-Iso Flat Polyiso Insulation. • 1/4" Slope Soprema Sopra-Iso Tapered Polyiso Insulation. • 1/2" Slope Soprema Sopra-Iso Tapered Polyiso Insulation (Crickets). • 1/8” Soprema Sopraboard (CoverBoard). C. Adhered Soprema Sopralene 180 Sanded (Base Ply, Base Flashing and Stripping Ply) with Soprema Colply Adhesive. D. Adhere Soprema Elastophene LS FR GR (Cap ply) with Soprema Colply Adhesive. E. Torch-apply Soprema Sopralast 50 TV Alu (Cap Flashing). F. Install Soprema Liquid Flashing System at pipe penetrations and roof drains with the following materials: • Soprema Alsan Liquid Flashing (Base Coat). • Soprema Polyfleece. • Soprema Alsan Liquid Flashing g (Top Coat). G. Install 24 Ga. Prefinished Steel Counter Flashing and any roof related metal flashing and trim. METAL WALL PANEL SYSTEM SUMMARY Section 074213 – Metal Wall Panel I. Metal Wall Panel Over steel supports (By others) on Gypsum Sheathing (By others). A. Install 22 Ga. Pre-finished Steel 12” MBCI FW-120 (with beads) Wall Panel according to manufacturer’s instructions, over steel supports (By Others). B. Install 22 Ga. Pre-finished Steel Header, Jamb, Sill, Inside Corners, and any wall related flashing and trim. | Section 075201 - Modified Bituminous Membrane Roofing Section 074213 – Metal Wall Panels Section 074143 - Vented Nailable Deck Insulation System Engineering Report Section 073113 - Asphalt Shingle Roofing Section 077123 - Gutters and Downspouts Section 075200 - Asphalt Shingle Roofing Section 076200 - Sheet Metal and Flashing Section 077100 - Manufactured Roof Specialties | Asphalt Shingle Roof System Metal Deck USG SecuRock Cement Roof Board Soprema #14 MP Fastener Metal Insulation Plate Quik-Stick HT Self-Adhering Underlayment Atlas Nail Base Fastener HD ACFoam-II GRF Roof Flat Insulation ACFoam CrossVent Nailable Cross Ventilation GAF StormGuard Film-Surfaced Leak Barrier Underlayment Timberline HDZ Asphalt Shingle Pro-Start Starter Shingles Seal-A-Ridge Cap/Hip Shingles Techni-Flo 24 Ga. Pre-Finished Steel Eave Vent Techni-Flo 24 Ga. Pre-Finished Steel Ridge Vent Pre-Finished Steel Flashing Pre-Finished Aluminum Ridge Cap Pre-Finished Aluminum Gutters and Downspouts Precast Concrete Splash Block Lead Boot Flashing
LSU HSC Restoration of Main Campus-11130 |  | Felipe | Roofing Solutions | 1901 PERDIDO ST, NEW ORLEANS, LA 70112 | DUPLANTIER & MERIC ARCHITECTS, LLC. |  |  |  | GB (Generator Building): $Price to Follow (NOT A STANDALONE NUMBER) • Demo existing roof system down to deck • Soprema SBS modified bitumen roof system (at Existing roof and New addition) • Walkway pads as per A19.3 • 1/2” coverboard • (2) 1.5” polyiso insulation • 2-Ply SBS over sloped concrete deck • 0.032” Pre-finished aluminum expansion joint, gravel guard and coping cap • Roof related sheet metal flashing and trim • Shop drawings and warranties per specifications • Price above allows for a maximum of 2 mobilizations* • Fall protection and safety procedures per OSHA standards GB (Generator Building): $Price to Follow (NOT A STANDALONE NUMBER) • 24 ga pre-finished steel The Garland Company RmerSpan standing seam panel (This Panel is required in order to obtain the joint warranty as specified on 07411 Manufactured Roof Panels in conjunction with the metal deck system on 05311 Metal Deck System) (at Bus Duct Enclosure and Penthouse Roof) • Self-adhering underlayment • 0.040” pre-finished aluminum fascia GB (Generator Building): $Price to Follow (NOT A STANDALONE NUMBER) • 24 ga pre-finished steel Berridge R-Panel (at Bus Duct Enclosure) (see page 2 for MEB Scope) MEB (Medical Education Building): $Price to Follow (NOT A STANDALONE NUMBER) • Demo existing metal roof system at Generator Platform • 24 ga pre-finished steel PAC-CLAD Snap-Clad standing seam panel • Self-adhering underlayment • Roof related sheet metal flashing and trim • Shop drawings and warranties per specifications • Price above allows for a maximum of 2 mobilizations* • Fall protection and safety procedures per OSHA standards • This price includes standard liability insurance MEB (Medical Education Building): $Price to Follow (NOT A STANDALONE NUMBER) • Additional cap sheet under elevated structure and 5’-0” beyond all around of Generator Platform • Additional cap sheet at steam relief 34’x45’ piping area • Flashing of new pipe penetrations (cutting of deck by GC) • Shop drawings and existing The Garland Company warranties to remain • Price above allows for a maximum of 1 mobilization* • Fall protection and safety procedures per OSHA standards CSRB (Clinical Science Research Building) CSRB (Clinical Science Research Building): $Price to Follow (NOT A STANDALONE NUMBER) • Demo existing roof system down to deck • Soprema SBS modified bitumen roof system (at Existing roof and New addition) • Walkway pads as per A4.9 • 1/2” coverboard • (2) 1.5” polyiso insulation • 2-Ply SBS over sloped concrete deck • 0.032” Pre-finished aluminum coping cap • Roof related sheet metal flashing and trim CSRB (Clinical Science Research Building): $Price to Follow (NOT A STANDALONE NUMBER) • 24 ga pre-finished steel Berridge R-Panel behind parapet walls at New Construction and Existing Main roof and Penthouse roof ONLY CSRB (Clinical Science Research Building): $Price to Follow (NOT A STANDALONE NUMBER) • 24 ga pre-finished steel Berridge R-Panel at (4) Door Canopies (see page 3 for additional CSRB Scope) CSRB (Clinical Science Research Building): $Price to Follow (NOT A STANDALONE NUMBER) • 24 ga pre-finished steel The Garland Company RmerSpan standing seam panel (This Panel is required in order to obtain the joint warranty as specified on 07411 Manufactured Roof Panels in conjunction with the metal deck system on 05311 Metal Deck System) (New Animal Transport Bridge) • Self-adhering underlayment • 0.063” pre-finished aluminum gutter and downspouts • (5) 0.063” pre-finished aluminum conductor heads CSRB (Clinical Science Research Building): $Price to Follow (NOT A STANDALONE NUMBER) • Neogard Elasta-Gard C (New Animal Transport Bridge as per 17.2) • 0.032” pre-finished aluminum expansion joint cap CSRB (Clinical Science Research Building): $Price to Follow (NOT A STANDALONE NUMBER) • 24 ga pre-finished steel The Garland Company RmerSpan standing seam panel (This Panel is required in order to obtain the joint warranty as specified on 07411 Manufactured Roof Panels in conjunction with the metal deck system on 05311 Metal Deck System) (at A, B, C, D, E, F Bridge and Pipe Trestle Enclosure) • Self-adhering underlayment • Roof scuttles with safety post • (2) at Bridges “A & B”, “C”, “E” • (1) Roof scuttle at Bridge “D” • 0.063” pre-finished aluminum gutters and downspouts (Bridges A&B, C, D, E and F ONLY) • 0.063” pre-finished aluminum conductor heads • (13) at Bridge “A & B” • (4) Bridge “C and D” GB (Generator Building): $Price to Follow (NOT A STANDALONE NUMBER) • AluSystem Rout and Return ACM wall panel system at New Generator Building as per A20.1 • 6mm Fire-Retardant Core by Alpolic • Alpolic Color : Custom Color • ACM related wall panel sheet metal flashings and trims • Shop drawings and 2 year installers warranty CSRB (Clinical Science Research Building) $Price to Follow (NOT A STANDALONE NUMBER) • AluSystem Rout and Return ACM wall panel system at New Animal Transport Bridge as per A17.2 • 6mm Fire-Retardant Core by Alpolic • Alpolic Color : Custom Color • ACM related wall panel sheet metal flashings and trims • Shop Drawings and 2 year installers warranty CSRB (Clinical Science Research Building) $Price to Follow (NOT A STANDALONE NUMBER) • AluSystem Rout and Return ACM wall/soffit panel system at Bridge “A&B”, “C”, “D”, “E”, “F” and “Pipe Trestle Enclosure” • 6mm Fire-Retardant Core by Alpolic • Alpolic Color : Custom Color • ACM related wall panel sheet metal flashings and trims • Shop Drawings and 2 year installers warranty
Luling Nursing Home |  | Felipe | Roofing Solutions | St. Charles Parish Hospital, 1057 Paul Maillard Rd, Luling LA 70070 | Ritter Maher Architects | N/A | SHINGLES SSMR | GAF (SHINGLES) BERRDIGE (SSMR) | I. Asphalt shingles roofing system over sloped metal deck at main building. a) Mechanically attach the following materials w/ Soprema Soprafix #14 MP fasteners and Soprema Soprafix 3” Insulation Plates: - (1) Layer of 2” Soprema Sopra-Iso Flat Polyiso Insulation. - (1) Layer of 1.5” Soprema Sopra-Iso Tapered Polyiso Insulation. - 3/4” pressure-treated plywood (coverboard). a) Install GAF FeltBuster Synthetic Roofing Felt (underlayment) w/ roofing nails according to manufacturer’s installation instructions over entire roof deck. b) Install GAF StormGuard Film-Surfaced Leak Barrier (underlayment strip) at eaves, valleys, ridge, and rakes. c) Install GAF Pro-Start Starter Strip Shingles at eaves and rakes. d) Install GAF Timberline HDZ RS Shingles w/ roofing nails according to manufacturer’s installation instructions. e) Install GAF Seal-A-Ridge Cap/Hip Shingles. f) Install GAF Timberline HDZ RS Shingles at valleys closed-cut type. g) Install 24 GA. Pre-finished steel step flashing, curb flashing, drip edge flashing, rake flashing, fascia, and other shingles roof-related flashing and trim. I. Metal roof system over sloped metal deck at laundry building. a) Mechanically attach the following materials w/ Soprema Soprafix #14 MP fasteners and Soprema Soprafix 3” Insulation Plates: - (1) Layer of 1.5” Soprema Sopra-Iso Flat Polyiso Insulation. - 3/4” fire retardant treated plywood (coverboard). b) Install 26 GA. Berridge 36” R panel roof panel with corresponding closure, sealant, and accessories according to Manufacturer’s installation instructions. c) Install 24 GA. Pre-finished drip edge flashing, rake flashing, fascia, and other roof-related flashing and trim. | Section 073113 - Asphalt shingles Section 076200 - Sheet metal flashing and trim | Asphalt shingles Roofing system Metal deck Soprema Soprafix #14 MP fasteners Soprema Soprafix 3” Insulation Plates Polyiso Insulation Pressure-treated plywood GAF FeltBuster Synthetic Roofing Felt Underlayment Roof deck StormGuard Film-Surfaced Leak Barrier Pro-Start Starter Strip Shingles Timberline HDZ RS Shingles Seal-A-Ridge Cap/Hip Shingles Valleys Closed-cut type 24 GA. Pre-finished steel Step flashing Curb flashing Roof-related flashing
NAS - 29 Building Renovations |  | Felipe | Roofing Solutions | 301 RUSSELL DR, BELLE CHASSE, LA 70037 | N/A | N/A | SHINGLES TPO WALL PANELS | GAF (TPO, SHINGLES) PAC-CLAD (WALL PANELS) | Building 370 - Housing Office (NCIC) o Remove and install Architectural Shingle Roof o Remove and replace soffit, fascia, gutters, and downspouts • Building 526 - Small Arms Indoor Firing Range o Remove and replace entire exterior with metal wall panels o Replace missing skirting underneath o Remove and replace gutters and downspouts • Building 42 – MWR Automotive Shop o New SBS roofing system o Remove and replace gutters and downspouts • Building 410 - MWR Storage Building o Remove and replace of damage metal sheet for shed o Replace and replace of damaged roof edge • Building 16 – Approach Lightning Vault o Remove and replace gutters and downspouts • Building 267 – FRC GSE Rework o Remove and replace gutters and downspouts on west side of the building • Building 192 – Recruiting office o Clean out downspouts and gutters o Repaint gutters and downspouts • Building 279 – Paint Spray Booth Building o Remove and replace gutters and downspouts • Building 439 – C130 Maintenance hangar w/crane o Repair corner of metal siding • Building 577 – Pavilion Adjacent to Football Field o Replace missing roof panel with two new corrugations roof • Building 9 – Transmitter Building o Remove and replace gutters and downspouts | N/A | Architectural Shingle Roof Soffit Fascia Gutters Downspouts Metal wall panels Skirting SBS roofing system Metal sheet Roof edge Storage Building Paint Spray Booth Building Metal siding
Carrollton Courthouse - 100% |  | Felipe | Roofing Solutions | 701 S. CARROLLTON AVENUE, NEW ORLEANS, LA 70118 | WAGGONNER & BALL, L.L.C. | 437 | SHINGLES, PMMA, STANDING SEAM METAL ROOF, SBS, SOFFIT FIBER CEMENT WALL PANEL | JOHNS MANVILLE | SBS ROOF SYSTEM SUMMARY Section 07516 – SBS-Modified Bituminous Membrane Roofing I. SBS Roof System over sloped Metal Deck (by others) @ North Wing Roof, North Wing Bridge Roof, South Wing Roof and South Wing Bridge Roof. a) Mechanically attach the following materials w/ JM #14 Phillips Head All-Purpose Fastener and JM 3” UltraFast Round Metal Plates: - (1) Layer of 2” JM ENRGY 3 Flat Polyiso Insulation - (1) Layer of 1.5” JM ENRGY 3 Flat Polyiso Insulation - 1/2” slope JM ENRGY 3 Tapered Polyiso Insulation (crickets) - 1/2" Georgia-Pacific DensDeck Prime Roof Board (Cover Board). b) Cold-adhere JM DynaLastic 250 S (Base Ply, Base Flashing and Stripping Ply) w/ JM MBR Cold Application Adhesive. c) Cold-adhere JM DynaGlas FR (Cap Ply) (color white) w/ JM MBR Cold Application Adhesive. d) Cold-adhere JM DynaClad (Cap Flashing) w/ JM MBR Cold Application Adhesive. e) Install JM PermaFlash System at all roof penetrations and roof drains with the following materials: - JM PermaFlash Primer (only at nonporous substrates) - JM MBR Flashing Cement (Base Coat) - JM PermaFlash Scrim - JM MBR Flashing Cement (Top Coat) f) Install JM DynaTred Roof Walkway Pads at indicated areas only. g) Install 24 ga. pre-finished steel expansion joint covers w/ standing seam @ North Wing Bridge and South Wing Bride. h) Install 24 ga. pre-finished steel gravel guard, fascia, counter flashing and any other SBS roof related flashing and trim. i) Install 0.032” pre-finished aluminum half-round gutters and downspouts. j) Install (2) Roof Hatch @ North Wing and South Wing. II. SBS Roof System over flat Metal Deck (by others) @ North Wing Roof (between grid lines C, D and 22, 24), North Wing Eyebrow Roof, South Wing Roof (between grid lines W, X and 22, 24) and South Wing Eyebrow Roof. a) Mechanically attach the following materials w/ JM #14 Phillips Head All-Purpose Fastener and JM 3” UltraFast Round Metal Plates: - (1) Layer of 2” JM ENRGY 3 Flat Polyiso Insulation - (1) Layer of 1.5” JM ENRGY 3 Flat Polyiso Insulation - 1/4” slope JM ENRGY 3 Tapered Polyiso Insulation - 1/2” slope JM ENRGY 3 Tapered Polyiso Insulation (crickets) - 1/2" Georgia-Pacific DensDeck Prime Roof Board (Cover Board). b) Cold-adhere JM DynaLastic 250 S (Base Ply, Base Flashing and Stripping Ply) w/ JM MBR Cold Application Adhesive. c) Cold-adhere JM DynaGlas FR (Cap Ply) (color white) w/ JM MBR Cold Application Adhesive. d) Cold-adhere JM DynaClad (Cap Flashing) w/ JM MBR Cold Application Adhesive. e) Install JM PermaFlash System at all roof penetrations and roof drains with the following materials: - JM PermaFlash Primer (only at nonporous substrates) - JM MBR Flashing Cement (Base Coat) - JM PermaFlash Scrim - JM MBR Flashing Cement (Top Coat) f) Install 24 ga. pre-finished steel gravel guard, fascia, counter flashing and any other SBS roof related flashing and trim. ASPHALT SHINGLES ROOF SYSTEM SUMMARY Section 073113.13 – Fiberglass-Reinforced Asphalt Shingles I. Shingle Roof System over Existing Roof Deck @ Courthouse Roof. a) Demo existing shingle roof system down to the roof deck b) Install Mid-States QUIK-Stick HT Pro Self-Adhering Underlayment over entire roof deck. c) Install GAF Timberline CS Asphalt Singles over self-adhering underlayment w/ Galvanized Roofing Nails. d) Install GAF Pro-Start Starter Strip Shingles at eaves and rakes. e) Install GAF Seal-A-Ridge Ridge Cap Shingles. f) Install 24 ga. stainless steel counter flashings. g) Install (1) Roof Hatch. METAL ROOF SYSTEM SUMMARY Section 074113 – Metal Roof Panels I. Standing Seam Metal Roof System over Metal Deck (by others) @ North Wing Bridge Canopy Roofs, South Wing Bridge Canopy Roofs. a) Mechanically attach (2) Layers of 2” JM ENRGY 3 Flat Polyiso Insulation w/ JM #14 Phillips Head All- Purpose Fastener and JM 3” UltraFast Round Metal Plates. b) Install Mid-States QUIK-Stick HT Pro Self-Adhering Underlayment over polyiso insulation. c) Install 22 ga. pre-finished steel 16” Berridge Double-Lock Zee-Lock Standing Seam Roof Panel (smooth) according to manufacturer’s installation instructions. d) Install 24 ga. pre-finished steel drip edge, fascia, counter flashings and any other metal roof related flashing and trim. e) Install 0.032” pre-finished aluminum half-round gutters and downspouts. II. Standing Seam Metal Roof System over Plywood Deck (by others) @ North Wing Canopy Roof, South Wing Canopy Roof, Courthouse Eyebrow, North Wing 1st Floor Canopy Roofs, South Wing 1st Floor Canopy Roofs and South Wing 2nd Floor Eyebrow Roofs. a) Install Mid-States QUIK-Stick HT Pro Self-Adhering Underlayment over entire deck. b) Install 22 ga. pre-finished steel 16” Berridge Double-Lock Zee-Lock Standing Seam Roof Panel (smooth) according to manufacturer’s installation instructions. c) Install 24 ga. pre-finished steel drip edge, fascia, counter flashings and any other metal roof related flashing and trim. d) Install 0.032” pre-finished aluminum half-round gutters and downspouts. CEMENTITIOUS WALL PANELS SYSTEM SUMMARY Section 074246 – Cementitious Wall Panel Rainscreen System I. Cementitious Wall Panel Rainscreen System over 5/8” Plywood Sheathing (by others) @ North Wing North, South, East and West Elevations and South Wing North, South, East and West Elevations. a) Install 16 ga. steel Z-channels over plywood sheathing (for panel support). b) Install Equitone (Natura) Fiber Cement Panel according to manufacturer’s installation instructions. c) Install manufacturer’s accessories needed for the panel installation. METAL SOFFIT SYSTEM SUMMARY Section 074293 – Metal Soffit Panels I. Flush Metal Soffit Panels System over Plywood Sheathing (or wood blocking) (by others) @ North Wing Roof Perimeter, North Wing Eyebrow Roof Perimeter, South Wing Roof Perimeter and South Wing Eyebrow Roof Perimeter. a) Install 24 ga. pre-finished steel 10 1/4” Berridge FW-1025 Soffit Panels according to manufacturer’s installation instructions. b) Install 24 ga. pre-finished steel soffit related flashing and trim. PMMA ROOF SYSTEM SUMMARY Section 075600 – Fluid-Applied Roofing and Flashing I. Fluid-Applied Roof System over 3/4" Plywood Roof Deck (by others) @ Courthouse Roof. a) Remove salvaged clay parapet coping. Set on mortar and reinstall after the roofing is finished. b) Mechanically attach the following materials w/ JM #14 Phillips Head All-Purpose Fastener and JM 3” UltraFast Round Metal Plates: - 1/4” slope JM ENRGY 3 Tapered Polyiso Insulation - 1/2" Georgia-Pacific DensDeck Prime Roof Board (Cover Board). c) Install JM PMMA Liquid Membrane Roof System using the following materials: - JM PMMA All Purpose Primer (for roof deck and vertical walls) - JM PMMA Metal Primer (for metal surfaces) - JM PMMA Field Resin (Base Coat) - JM PMMA Scrim - JM PMMA Field Resin (Top Coat) - JM Roofing Granules - JM PMMA Flashing Resin (Flashing Base Coat) - JM PMMA Scrim - JM PMMA Flashing Resin (Flashing Top Coat) - JM Roofing Granules II. Fluid-Applied Roof System over existing Brick Parapet @ Courthouse Roof. a) Remove salvaged clay parapet coping. Set on mortar and reinstall after the roofing is finished. b) Install JM PMMA Liquid Membrane Roof System using the following materials: - JM PMMA All Purpose Primer (for roof deck and vertical walls) - JM PMMA Metal Primer (for metal surfaces) - JM Roofing Granules - JM PMMA Flashing Resin (Flashing Base Coat) - JM PMMA Scrim - JM PMMA Flashing Resin (Flashing Top Coat) - JM Roofing Granules | 07 52 00 - MODIFIED BITUMINOUS MEMBRANE 07 31 10 - ASPHALT SHINGLES 07 41 13 - METAL ROOF SYSTEM 07 42 46 - CEMENTITIOUS WALL PANELS 07 42 93 - METAL SOFFIT PANELS 07 56 00 - FLUID-APPLIED ROOFING | SBS Roof System Modified Bituminous Membrane Roofing Sloped Metal Deck ENRGY 3 Flat Polyiso Insulation Tapered Polyiso Insulation DensDeck Prime Roof Board DynaLastic 250 S DynaGlas FR DynaClad PermaFlash System Roof Penetrations Roof Drains Underlayment Roofing Nails Expansion Joint Covers Gravel Guard Half-Round Gutters Roof Hatch Phillips Head Fastener Metal Plates
GC HI Ferd Block Building (Phase 1 Reroofing)-REBID |  | Felipe | Roofing Solutions | 103 MARONGE ST, THIBODAUX, LA 70301 | GOSSEN-HOLLOWAY-CORTEZ | 116 (SLATE ROOF) 28 (WOOD SHAKE) | SLATE ROOF WOOD SHAKE | VERMONT STRUCTURAL SLATE COMPANY CEDAR SHAKE AND SHINGLE BUREAU | SHINGLES SYSTEM SUMMARY I. Slate Shingles Roof System over existing wood decking @ A-3, A-5 & A-7 a) Remove & salvage all copper flashing from areas A-3, A-5, A-7, and Balconies. b) Repair any damage existing at framing decking. c) Install Soprema Lastobond Shield HT over the entire deck (Underlayment). d) Install Soprema Lastobond Shield HT at eaves (Stripping ply). e) Install ½” Eave cant strip. f) Install Slate starter course. g) Install Vermont Structural Slate Company 18”x 12” Unfading Green Slate w/ Copper Slating Nails according to manufacturer installation. h) Install Vermont Structural Slate Company Hip and Ridge Slate. i) Install 16 oz. copper drip edge, valleys, step flashing, counterflashing, ridge, cleat, cap flashing, and any roof-related flashing and trim. j) Install 16 oz. 8” half-round Copper Gutter. k) Install 20 oz. Copper Gutter (Internal Gutter). l) Install 20 oz. Copper drip edge at the balconies. WOOD SHAKE ROOFING SYSTEM SUMMARY I. Wood Shake Roof System over existing wood decking @ A-6 a) Remove & salvage all existing copper flashing. b) Repair any damage existing at the framing decking with 5/8” CDX Sheathing. c) Install Soprema Lastobond Shield HT over entire deck (underlayment). d) Install Soprema Lastobond Shield HT at eave (stripping ply). e) Install Bejamin Obdyke Cedar Shake (ventilated underlayment) w/ one nail @ 3 sqft over the entire roof deck. f) Install Soprema Lastobond Shield HT 18” wide strip at top of the Shakes. g) Install Cedar Shake and Shingle Bureau Shake starter course. h) Install double-started course at hips, ridges, and transitions. i) Install Cedar Shake and Shingle Bureau Number 1 Grade Blue Label Certi-Ridge Shingle Ridge. j) Install Cedar Shake and Shingle Bureau 24” Number 1 Blue Label Certi-Split Handsplit and Resawn Shakes w/ 2 nails for each shingle according to manufacturer installation. k) Install 16 oz. copper drip edge, valley, step flashing, ridge cap and any roof-related flashing and trim l) Install 16 oz. 8” half-round Copper Gutter. | 07 31 10 - ASPHALT SHINGLES 07 31 70 - WOOD SHINGLES AND SHAKES 07 62 00 - SHEET METAL FLASHING AND TRIM | Slate Shingles Wood Decking Copper Flashing Lastobond Shield HT Eave Cant Strip Vermont Structural Slate Company Unfading Green Slate Copper Slating Nails Hip and Ridge Slate Copper Drip Edge Half-round Copper Gutter Internal Gutter Wood Shake Roof System CDX Sheathing Benjamin Obdyke Cedar Shake Ventilated Underlayment Certi-Ridge Shingle Ridge Certi-Split Handsplit Shakes Valley Flashing Ridge Cap
BREC - Greenwood Park & BR Zoo GMP #2B-4th |  | Felipe | Roofing Solutions | 13350 HWY. 19 BATON ROUGE, LA 70714 | SASAKI | 105 | SOFFIT, METAL WALL PANELS | PAC-CLAD | Section 07 42 13.13 – FORMED METAL WALL PANEL I. Metal Wall Panels and Fascia System over exterior sheathing at South, West, East, and North elevations. a) Install 18 Ga. ½” Steel Z girts. b) Install 22 Ga.12” Pre-finished Steel Flush Metal Wall Panel according to manufacturer’s installation instructions. c) Install 22 Ga. Pre-finished Steel J-trims, corner trim, base trim, and any wall-related flashing and trim. | 07 42 13 - FORMED METAL WALL PANELS | Formed Metal Wall Panel Metal Wall Panels Fascia System Exterior Sheathing South Elevation West Elevation East Elevation North Elevation Steel Z Girts Gauge 18 Flush Metal Wall Panel Manufacturer's Instructions J-Trims Corner Trim Base Trim Wall-Related Flashing Installation Construction Exterior Cladding Architectural Detail
New Cohen High School - 90% |  | Felipe | Roofing Solutions | 3520 DRYADES STREET, NEW ORLEANS, LA 70115 | HMS ARCHITECTS, APC | 500.7 (SBS) 10.02 (SOFFIT) | SOPREMA (SBS) PAC-CLAD (SOFFIT) | SOPREMA (SBS) PAC-CLAD (SOFFIT) | I. SBS Roof System over flat 3” 18 ga. Metal Deck @ 2nd Floor Roof, 3rd Floor Roof, Gymnasium Entrance Canopy Roof and Gymnasium Lower Roof. a) Mechanically attach the following materials w/ Soprema #14 MP Fasteners and 3” Metal Insulation Plates: - (1) Layer of 2” Soprema Sopra-ISO Flat Polyiso Insulation - 1/4" Slope Soprema Sopra-ISO Tapered Polyiso Insulation - 1/2" Slope Soprema Sopra-ISO Tapered Polyiso Insulation (crickets) - 1/2" Georgia-Pacific DensDeck Prime Roof Board (Cover Board). b) Torch apply Soprema Sopralene Flam 180 (Base Ply, Base Flashing and Stripping Ply). c) Torch apply Soprema Sopralene Flam 180 FR GR (Cap Ply and Cap Flashing). d) Install Soprema Alsan Liquid Flashing System at all roof penetrations and roof drains. e) Install Soprema Soprajoint at roof-to-roof expansion joint. f) Install 0.032” pre-finished aluminum fascia, expansion joint cover, collector head, downspout and counter flashings. g) Install 0.050” pre-finished aluminum pre-manufactured Metal-Era Perma-Tite Coping System according to manufacturer’s installation instructions. h) Install 24 ga. stainless steel scuppers. II. SBS Roof System over sloped 3” 18 ga. Metal Deck @ 3rd Floor Roof and Gymnasium High Roof. a) Mechanically attach the following materials w/ Soprema #14 MP Fasteners and 3” Metal Insulation Plates: - (1) Layer of 2” Soprema Sopra-ISO Flat Polyiso Insulation - 1/2" Slope Soprema Sopra-ISO Tapered Polyiso Insulation (crickets) - 1/2" Georgia-Pacific DensDeck Prime Roof Board (Cover Board) b) Torch apply Soprema Sopralene Flam 180 (Base Ply, Base Flashing and Stripping Ply). c) Torch apply Soprema Sopralene Flam 180 FR GR (Cap Ply and Cap Flashing). d) Install Soprema Alsan Liquid Flashing System at all roof penetrations and roof drains. e) Install Soprema Soprajoint at roof-to-roof expansion joint. f) Install (1) Milcor Roof Hatch w/ Safety Post. g) Install 0.032” pre-finished aluminum fascia, expansion joint cover, collector head, downspout and counter flashings. 37302 COMMERCE LANE PRAIRIEVILLE, LA 70769 225.744.3912 TELEPHONE 225.744.0037 FACSIMILE www.roofingsolutionsla.com SUBMITTALS FOR New Cohen High School CMAR h) Install 0.050” pre-finished aluminum pre-manufactured Metal-Era Perma-Tite Coping System according to manufacturer’s installation instructions. i) Install 24 ga. stainless steel scuppers. Section 074293 – Soffit Panels I. Flush-Profile Metal Soffit Panel System over 5/8” Gypsum Sheathing (by others) @ Gymnasium Entry, Gymnasium Lobby and Main Entry. a) Install 7/8”18 ga. steel Hat Channels over gypsum sheathing. b) Install 0.032” pre-finished aluminum 12” Pac-Clad Flush Solid Soffit Panels according to manufacturer’s installation instructions. c) Install 0.032” pre-finished aluminum flashings related to soffit panels. | Section 076200 – Sheet Metal Flashing and Trim Section 077123 – Manufactured Gutters and Downspouts Section 074293 – Soffit Panels Section 075200 – Modified Bituminous Membrane Roofing | SBS Roof System 18 ga. Metal Deck Mechanically attach Soprema #14 MP Fasteners 3” Metal Insulation Plates Sopra-ISO Flat Polyiso Insulation Sopra-ISO Tapered Polyiso Insulation Georgia-Pacific DensDeck Prime Roof Board Torch apply Sopralene Flam 180 Base Ply, Base Flashing, and Stripping Ply Flam 180 FR GR Cap Ply and Cap Flashing Soprema Alsan Liquid Flashing System Roof penetrations and roof drains Soprajoint Roof-to-roof expansion joint Pre-finished aluminum fascia Metal-Era Perma-Tite Coping System 24 ga. stainless steel scuppers
Singing River Health System Vancleave Medical Clinic REBID |  | Felipe | Roofing Solutions | 11700 Highway 57, Vancleave, MS 39565 | HARDY and Associates/Architect | 89.89 | SSMR | BERRIDGE | I. SSMR System over the existing 23/32” Huber Engineered Wood Advantech Sheathing Deck or equal. a) Install Mid-States Asphalt Quik-Stick HT Self-Adhering Underlayment over the entire plywood sheathing. b) Install 24 ga. Steel continuous Zee-Rib Clip fastened to structural plywood according to the manufacturer’s installation instructions. c) Install 22 ga. Pre-Finished Steel 16” Berridge Double Lock Zee-Lock Roof Panel W/ two striations (color TBD) according to the manufacturer’s installation instructions. d) Install Deks Original Dektite Pipe Boots as needed. e) Install 0.040” Pre-Finished Aluminum 6x6 Gutters & downspouts (designed and stamped by a structural engineer). f) Install 2’x2’ concrete splash blocks. g) Install (5) 24 Ga. Pre-Finished Steel Dormer Vent. h) Install 24 Ga. Pre-Finished Steel J-closures, counterflashing, side wall, and reglet as needed. i) Install 24 Ga. Pre-Finished Steel fascia, ridge, valley, and drip edge as needed. j) Install gutter expansion joint wherever gutter length is over 50 feet. | Section 07 6200- Sheet Metal Flashing and Trim Section 07 4110- Standing Seam Metal Roof Panels Section 07 7123- Gutters and Downspouts | SSMR System Huber Engineered Wood Advantech Sheathing Deck Mid-States Asphalt Quik-Stick HT Self-Adhering Underlayment 24 ga. Steel continuous Zee-Rib Clip Structural Plywood 22 ga. Pre-Finished Steel 16” Berridge Double Lock Zee-Lock Roof Panel Deks Original Dektite Pipe Boots 0.040” Pre-Finished Aluminum 6x6 Gutters & Downspouts Structural Engineer 2’x2’ Concrete Splash Blocks 24 Ga. Pre-Finished Steel Dormer Vent 24 Ga. Pre-Finished Steel J-closures Counterflashing Fascia, Ridge, Valley, and Drip Edge Gutter Expansion Joint
McNeese Urgent Care & Student Health Clinic 100% construction documents |  | Felipe | Roofing Solutions | 4100 RYAN STREET, LAKE CHARLES, LA 70605 | GRACE HEBERT CURTIS ARCHITECTS, APAC | 21.88 (SOFFIT) 10.97 (FLUSH WALL PANELS) | SOFFIT FLUSH WALL PANELS | LONGBOARD (SOFFIT) BERRIDGE (FLUSH WALL PANELS) | • Remove existing roof down to existing flat Vermiculite Roof Deck • Torch apply 2-Ply SBS Modified Bitumen Roofing System over existing Vermiculite Roof Deck o Mechanically fasten 1/2” Coverboard as per plans o Loose lay 1/4” Tapered Insulation o Loose lay R-25 Polyiso Insulation System – 25psi o Mechanically fasten Base Sheet • Pre-fabricated 0.050” Pre-Finished Aluminum Gravel Stop o Color to match Berridge FW-12 Wall Panels Color • Pre-fabricated 0.050” Pre-Finished Aluminum Coping o Color to match Berridge FW-12 Wall Panels Color • Shop fabricated 24 Ga. Pre-Finished Steel Conductor Heads and Downspouts o Color to match Berridge FW-12 Wall Panels Color • 24 Ga. Stainless Steel Scuppers • Roof related sheet metal flashing and trim • Shop drawings and warranties per specifications • Price above allows for a maximum of 2 mobilizations* • Fall protection and safety procedures per OSHA standards • This price includes standard Commercial liability insurance • Price is good for 30 days ONLY Wall Panels: $42,800.00 • Berridge 22 Ga. Pre-Finished Steel 12” Coverage and 1-1/2” tall FW-12 Wall Panel o Color to be selected from Manufacturer’s Stock Colors o 24 Ga. Prefinished Steel Trims • Shop drawings and warranties per specifications
SMCC 2023 Soccer Fieldhouse |  | Felipe | Roofing Solutions | 1156 College Dr, Summit, MS 39666 | CARL FREILER NOBLES ARCHITECT | 54.06 | SSMR | PAC-CLAD | I. Standing Seam Metal Roof System over 5/8” CDX Plywood deck a) Install Mid-States Asphalt Quick-Stick HT (underlayment). b) Install 24 ga. Pre-Finished Steel 16” Pac-Clad Tite-Loc Plus Panel (w/ pencil ribs), w/ corresponding concealed clips, closure, sealant, and accessories according to the Manufacturer’s installation instructions. c) Install 24 ga. Pre-Finished Steel Valley, Ridge, Drip Edge, and any other roof-related flashing and trim. d) Install 24 ga. Pre-Finished Steel 6”x 6” type F. e) Install 24 ga. Pre-Finished Steel 4”x 6” Downspouts. | Section 07610 – Preformed Metal Roofing Section 07600 – Flashing and Sheet Metal | Standing Seam Metal Roof System CDX Plywood deck Mid-States Asphalt Quick-Stick HT 24 ga. Pre-Finished Steel Pac-Clad Tite-Loc Plus Panel Pencil ribs Concealed clips Closure Sealant Roof-related flashing
SOWELA Tech College Phase 3A - Arts & Humanities Bldg. Recon | READY | Alexandra | Roofing Solutions | 2000 MERGANSER STREET. LAKE CHARLES, LA 70615 | CHAMPEAUX EVANS HOTARD, APAC | 404.34 | SSMR | PAC-CLAD | I. Standing Seam Metal Roof System over metal deck @ Arts and Humanities Building a) Simultaneously mechanically fasten: - 4” Atlas ACFoam II Roof Insulation. - 1/2" Densdeck Prime Roof Board Cover Board b) Install one (1) layer of Mid States Asphalt Quick Stick HT self-adhering underlayment. c) Install 22 ga. pre-finished steel 16” Pac-Clad T-250 metal roof panel. d) 22 ga. pre-finished steel 8”x8” gutter, 6”x6” downspout, ridge, eave, valley and fascia. | Section 074113 – Standing Seam Metal Roof Panels | Standing Seam Metal Roof System Metal Deck Mechanically Fasten Roof Insulation Densdeck Prime Roof Board Quick Stick HT Self-Adhering Underlayment Pre-finished Steel Pac-Clad T-250 Metal Roof Panel Gutter and Downspout Ridge Eave Valley Fascia | Atlas ACFoam II Roof Insulation Densdeck Prime Roof Board Cover Board Pac-Clad T-250 Mid States Asphalt Quick Stick HT | https://roof.atlasrwi.com/products/acfoam-polyiso-roof-insulation/acfoam-ii/ chrome-extension://efaidnbmnnnibpcajpcglclefindmkaj/https://www.pac-clad.com/wordpress2021/wp-content/themes/pac2021/e-tools/file-request.php?did=3107 chrome-extension://efaidnbmnnnibpcajpcglclefindmkaj/https://buildgp.com/wp-content/uploads/2019/01/DensDeck_Prime_Submittal.pdf chrome-extension://efaidnbmnnnibpcajpcglclefindmkaj/https://assets.caboosecms.com/media/13847540_101022_updated_spec_sheet_ht.pdf?1665674977 |  |  | 10 | SEAM & PROFILE DETAIL GUTTER DETAIL HIP/RIDGE DETAIL VALLEY DETAIL CURB DETAIL PIPE PENETRATION DETAIL EAVE DETAIL RAKE WALL DETAIL EAVE AND RAKE WALL DETAIL GUTTER EXPANSION JOINT DETAIL
Most Blessed Sacrament - Multi-Purpose Bldg, |  | Bernardo | Roofing Solutions | 8033 BARINGER RD. BATON ROUGE, LA 70817 | DIDIER ARCHITECTURE | 261.52 (SSMR) 40.54 (SOFFIT) | SSMR SOFFIT | PAC-CLAD | Metal Roof Panels $Price to Follow • Demolition of Metal Roof Panels at lower portion of the Existing Gymnasium (Dumpsters by GC) • Pac-Clad 24 Ga. Pre-Finished Steel Tite-Loc Plus (16” Width) Standing Seam Metal Roofing System at Lower portion of Gymnasium and New Multipurpose Building (Excludes match existing panels dimensions, style, profile, and color) o One (1) Layer of Self-Adhering Underlayment o One (1) Layer of 1.5” Polyiso Insulation o One (1) Color to be selected from Pac-Clads full range of colors • 24 Ga. Prefinished Steel Shop Fabricated Fascia, Rake, Sidewall, Headwall and Drip Edge Flashings • 24 Ga. Prefinished Steel Shop Fabricated Gutters and Downspouts • 24 Ga Prefinished Steel Shop Fabricated Coping at Parapet Wall and Memory Wall • One (1) Color to be selected from Pac-Clads full range of colors Contractor’s Add Option #1. Install Vinyl Backed Insulation at New Multipurpose Building Only (Furnish of Material by GC). Add $Price to Follow to Metal Roof Panels Base Bid above Metal Wall Panels $Price to Follow • Pac-Clad 24 Ga. Pre-Finished Steel 7.2 Metal Wall Panels at Parapet of Gymnasium and New Multipurpose Building Exterior Walls. o 24 Ga. Prefinished Steel Shop Fabricated J-Trim and Corner Trim o One (1) Color to be selected from Pac-Clads full range of colors Metal Soffit Panels $Price to Follow • Pac-Clad 0.032” Pre-Finished Aluminum PAC-750 Vented Soffit Panels o 0.032” Prefinished Aluminum Shop Fabricated J-Trim o One (1) Color to be selected from Pac-Clads full range of colors
St. Charles Parish Memorial Plaza |  | Bernardo | Roofing Solutions | 274 JUDGE EDWARD DUFRESNE PARKWAY, LULING, LA 70070 | LINFIELD, HUNTER & JUNIUS, INC. | 9.5 | SSMR | BERRIDGE | I. Standing Seam Metal Roof System Over Metal Truss at Canopy Building a. Install 24 Ga. Steel 16” Berridge Curved Standing Seam Metal Roof System with corresponding closure, sealant, and accessories according to Manufacturer’s installation instructions. b. Install 22 Ga. Pre-finished Steel Eave, Rake, and any other roof-related flashing and trim. | Section 05400– METAL CANOPY SYSTEM | Standing Seam Metal Roof Metal Truss Canopy Building 24 Ga. Steel Berridge Curved Standing Seam Closure Sealant Accessories 22 Ga. Pre-finished Steel Roof-related Flashing
The Forum Lafayette, LA | READY | Alexandra | Roofing Solutions | 4517 JOHNSON STREET, LAFAYETTE, LA 70503 | ARCHITECT’S DESIGN STUDIO | 42.3 | SSMR | MBCI | I. Standing Seam Metal Roof System over 5/8” plywood decking (by others) @ Building A. a) Install Mid-States Asphalt QUIK-Stick HT Pro Self-Adhering Underlayment over the plywood deck. b) Install MBCI 22 ga. pre-finished steel 24” Double-Lok Standing Seam Metal Roof Panel according to manufacturer's installation instructions. c) Install 22 ga. pre-finished steel coping, drip edge, rake and counter flashings. d) Install 22 ga. pre-finished steel conductor heads and face plates. e) Install 22 ga. pre-finished steel 6”x6” downspouts. f) Install 24 ga. stainless steel internal gutter and scuppers. II. Standing Seam Metal Roof System over 3/8” thick thermal spacers and “Z” Roof Purlins (open framing) (by others) @ Building C. a) Install MBCI 22 ga. pre-finished steel 24” Double-Lok Standing Seam Metal Roof Panel according to manufacturer's installation instructions. b) Install 22 ga. pre-finished steel coping, drip edge, rake and counter flashings. c) Install 22 ga. pre-finished steel conductor heads and face plates. d) Install 22 ga. pre-finished steel 6”x6” downspouts. e) Install 22 ga. stainless steel internal gutter and scuppers. III. Standing Seam Metal Roof System over 5/8” plywood decking (by others) @ Building D (upper and lower roof) and Building D Mezzanine Roof. a) Install Mid-States Asphalt QUIK-Stick HT Pro Self-Adhering Underlayment over the plywood deck. b) Install MBCI 22 ga. pre-finished steel 24” Double-Lok Standing Seam Metal Roof Panel according to manufacturer's installation instructions. c) Install 22 ga. pre-finished steel coping, drip edge, rake and counter flashings. d) Install 22 ga. pre-finished steel conductor heads and face plates. e) Install 22 ga. pre-finished steel 6”x6” downspouts. f) Install 24 ga. stainless steel internal gutter and scuppers. | Section 07620 Sheet Metal Flashing and Trim Section 07415 Metal Roofing | Standing Seam Metal Roof System Plywood Decking Mid-States Asphalt QUIK-Stick HT Pro Self-Adhering Underlayment MBCI 22 ga. pre-finished steel Double-Lok Standing Seam Metal Roof Panel Coping Drip Edge Rake Counter Flashings Conductor Heads Face Plates Downspouts Stainless Steel Internal Gutter Scuppers Thermal Spacers "Z" Roof Purlins Open Framing Section 07415 – Metal Roofing | Mid-States Asphalt QUIK-Stick HT Pro MBCI 22 ga. pre-finished steel 24” Double-Lok Standing Seam | chrome-extension://efaidnbmnnnibpcajpcglclefindmkaj/https://assets.caboosecms.com/media/13847540_101022_updated_spec_sheet_ht.pdf?1665674977 https://www.mbci.com/wp-content/uploads/Widen%20Assets/Data%20Sheets/Panel%20Data%20SheetsMBCI24_Double-Lok-Panel-Data-Sheet_0707209991101_RevD_MS_0124_WEB.pdf |  |  | 10 | HEAD WALL DETAIL SIDE WALL DETAIL PIPE PENETRATION DETAIL EQUIPMENT CURB DETAIL EQUIPMENT CURB DETAIL INTERNAL GUTTER DETAIL SCUPPER AND CONDUCTOR HEAD DETAIL SCUPPER AND CONDUCTOR HEAD DETAIL DOWNSPOUT AND SPLASH BLOCK DETAIL DOWNSPOUT BRACKET AND OVERLAP DETAIL
The Forum Lafayette, LA |  | Alexandra | Roofing Solutions | 4517 JOHNSON STREET, LAFAYETTE, LA 70503 | ARCHITECT’S DESIGN STUDIO | 9.06 | METAL WALL PANELS | MBCI | Single Skin Metal Wall Panel System over 5/8” plywood sheathing (by others) @ Building A, Building C and Building D (upper and lower roof). a) Install Mid-States Asphalt UL 30 Felt w/ plastic cap simplex nails over the plywood sheathing. b) Install MBCI 22 ga. pre-finished steel 36” PBU Exposed Fastener Wall Panel according to manufacturer's installation instructions. c) Install 22 ga. pre-finished steel flashing and trim. SOFFIT PANELS SYSTEM SUMMARY I. Soffit Panel System over steel hanging tubes @ Building A, C and D Cantilever Canopy a) Install Pac-Clad 0.032” pre-finished aluminum 12” Flush Soffit Panel according to manufacturer's installation instructions. b) Install 0.032” pre-finished aluminum flashing and trim. | Section 07620 Sheet Metal Flashing and Trim Section 07415 – Metal Roofing
The Forum Lafayette, LA |  | Alexandra | Roofing Solutions | 4517 JOHNSON STREET, LAFAYETTE, LA 70503 | ARCHITECT’S DESIGN STUDIO |  | ACM | Alusystems | ACM Panels over 5/8” plywood sheathing @ Building A, C and D. a) Install Alusystems Series 10 – Wet Seal Aluminum Composite Wall Panels using Alucobond 4mm FR Core Material (Color Black Anodized) according to manufacturer’s installation instructions. b) Install aluminum attachment clips, fasteners and sealant related to ACM panels. c) Install 0.040” pre-finished aluminum flashing and trim related to ACM panels. | Section 07421 Metal Composite Material Wall Panel
Reserve Branch Library Building H |  | Alexandra | Roofing Solutions | 1482 LA-44, RESERVE, LA 70084 | EWING COLE | 37.50 (SSMR) | SSMR | PAC-CLAD (SSMR) | I. Standing Seam Metal Roof System over 5/8” sheathing plywood. a) Demo existing roof system down to deck. b) Install Carlisle WIP 300 HT Self-Adhering Underlayment over the entire roof deck. c) Install 24 Ga. Steel 16” PAC-CLAD Tite-Loc Plus Standing Seam Metal Roof Panel with accessories according to the manufacturer´s installation instructions. d) Install 24 Ga. Pre-finished steel 4” x 4”, box gutter Gutter. e) Install 24 Ga. Pre-finished steel 3” x 4” Downspouts. f) Install 24 Ga. Pre-finished Steel edge flashing, counterflashing, tie-in, and any roof-related flashing and trim. | section 074113.16 – Standing Seam Metal Roof Panels | Standing Seam Metal Roof System 5/8” Sheathing Plywood Carlisle WIP 300 HT Self-Adhering Underlayment 24 Ga. Steel PAC-CLAD Tite-Loc Plus Standing Seam Metal Roof Panel Manufacturer's Installation Instructions Pre-finished Steel 4” x 4” Box Gutter 3” x 4” Downspouts Edge Flashing | Carlisle WIP 300 HT Self-Adhering Underlayment PAC-CLAD Tite-Loc Plus
LSU Design Building Skylight Replacement |  | Bernardo | Roofing Solutions | Design Building, LSU Campus, Baton Rouge, LA 70803 | POST ARCHICTECS LLC | 3.32 (SBS) 14.1 (SSMR) 2.067 (WALL PANELS) | SSMR SBS METAL WALL PANELS | SOPREMA (SBS) PAC-CLAD (SSMR, METAL WALL PANELS) | I. Metal Wall and Soffit System over 5/8” sheathing a) Install 24 Ga. Steel PAC-CLAD Highline S1 Metal Wall Panels. b) Install 24 Ga. Pre-finished Steel j-trim flashing and any wall/soffit-related flashing and trim. Section 074113 – Standing Seam Metal Roof Panels I. Standing Seam Metal Roof System over structurally sloped steel deck a) Mechanically fasten the following material w/ Soprema Soprafix #14 MP fastener and Soprema Soprafix 3” Insulation Plate: - (1) Layer of 1.5” Soprema Sopra-Iso flat Polyiso Insulation b) Install Soprema Lastobond Shield HT Self-Adhering Underlayment over entire polyiso insulation. c) Install 24 Ga. Steel 16” PAC-CLAD Tite-Loc Plus Roof panel with corresponding closure, sealant, and accessories according to Manufacturer’s installation instructions. d) Install 24 Ga. Pre-finished steel 4 ½” x 6” Gutter. e) Install 24 Ga. Pre-finished steel prefabricated 4” round downspouts. f) Install 24 Ga. Pre-finished steel eave, rake, and any roof-related flashing and trim. I. SBS Roof System over existing Light Weight Insulating Concrete a) Install Soprema Elastocol 500 Primer over existing roof. b) Torch-apply Soprema Sopralene Flam 180 (Base ply, stripping ply and Flashing Base Ply). c) Torch-apply Soprema Sopralene Flam 180 FR GR (Cap ply and Flashing Cap Ply). d) Install 24 Ga. Pre-finished steel drip flashing and any roof-related flashing and trim. | Section 074113 - Standing Seam Metal Roof Section 074213 - Formed Metall Panels | Metal Wall Soffit System Sheathing 24 Ga. Steel PAC-CLAD Highline S1 Metal Wall Panels J-trim flashing Wall/soffit-related flashing Standing Seam Metal Roof Panels Structurally sloped steel deck Mechanically fasten Soprema Soprafix #14 MP fastener Soprema Soprafix 3” Insulation Plate Soprema Sopra-Iso flat Polyiso Insulation Lastobond Shield HT Self-Adhering Underlayment PAC-CLAD Tite-Loc Plus Roof panel Closure Sealant 4 ½” x 6” Gutter Prefabricated 4” round downspouts
NASA - Roofing MAF Bldg 103, NASA Michoud Assembly Plant |  | Bernardo | Roofing Solutions | 13800 OLD GENTILLY ROAD, NEW ORLEANS, LA 70129 | LINFIELD, HUNTER & JUNIUS, INC. | 3172.34 | SBS | GAF |  |  |  | *
National Aquarium - IronShore Construction |  | Bernardo | Roofing Solutions | 501 EAST PRATT STREET BALTIMORE MD 21202 | DESIGN COLLECTIVE | 464.37 (PVC) 18.18 (PAVER ROOF) 4.31 (GREEN ROOF) | PVC PAVER ROOF GREEN ROOF | CARLISLE (PVC) HANOVER (PAVER ROOF) HENRY (GREEN ROOF) |  |  |  | *
Port Wonder Children's Museum - 100% |  | Alexandra | Roofing Solutions | 1011 N Lakeshore Dr, Lake Charles, LA 70601 | Cambridge Seven | 123.95 (SBS) 38.83 (SOFFIT) | SSMR SBS SOFFIT METAL WALL PANELS | SOPREMA (SBS) PAC-CLAD (SOFFIT) | a) Provide and install one layer of self-adhered BEMO-XTREME HT Ice and water shield atop plywood decking b) Provide and install two layers of 3” Soprema Soprarock DD mechanically attached with…. c) Provide and install one layer of self-adhered BEMO-XTREME HT Ice and water shield between insulation and metal roofing d) Provide and install 0.040” Brushed Finish Aluminum BEMO Structural Standing Seam Metal Roof System attached to Z purlins e) Provide and install 0.040” Brushed Finish Aluminum all roofing related sheet metal flashing and trim a) Provide and install Pac-Clad 24 Ga. Pre-Finished Steel Flush Panel (7” Width) Metal Soffit Panels b) Provide and install 24 Ga. Prefinished Steel J-Trim | Section 074113 –Metal Roofing Section 075216 Modified Bituminous Membrane Roofing | Self-adhered BEMO-XTREME HT Ice and water shield Plywood decking Soprema Soprarock DD Mechanically attached Insulation Metal roofing Brushed Finish Aluminum Standing Seam Metal Roof System | *
New Covenant Faith Baptist Church |  | Alexandra | Roofing Solutions | 2233 12th St, Lake Charles, LA 70601, United States | N/A | N/A | SSMR | N/A | Install new gutter straps entire length of building both sides of gym to secure gutters Install new d/s 50 lf Fabricate and install new rake flashing for areas roof panels being replaced 70' Provide & Install new vinyl faced insulation at areas of panel replacement
New Justice Court Building, Pascagoula, MS REBID |  | Alexandra | Roofing Solutions | 1717 Kenneth Ave, Pascagoula, MS 39567. | ALLRED STOLARSKI ARCHITECTS | 122.69 (SSMR) 10.31 (SOFFIT) 1.66 (WALL PANELS) | SSMR SOFFIT WALL PANELS | BERRIDGE | IV. Section 07.190 – Roof and Wall Underlayment Panels a) Mid-States Asphalt Quik-Stick HT Pro Self-Adhering Underlayment Data Sheet V. Section 07.212 – Rigid Roof Insulation a) Soprema SopraIso Flat Polyiso Insulation Data Sheet b) Georgia-Pacific Densdeck Prime Roof Board Data Sheet c) Soprema Soprafix #14 MP Roofing Fastener Data Sheet d) Soprema Soprafix 3” Metal Insulation Plates Data Sheet VI. Section 07.400 – Preformed Metal Panels (SSMR Panel System) a) Berridge Double Zee-Lock Roof Panel Data Sheet b) Berridge Continuous Zee-Rib Clip Data Sheet c) Berridge Color Chart d) Water Resistance to Static Water Pressure Head test e) Weather and structural test f) Engineering Calculations (Pending) g) Manufacturer’s NDL Roofing Warranty Sample VII. Section 07.400 – Preformed Metal Panels (Metal Wall Panels System & Soffit Panels System) a) Berridge FW-12 Soffit Panels Data Sheet b) Berridge Color Chart c) Static Air and Water Infiltration test | Section 07.190 – Roof and Wall Underlayment Panels Section 07.212 – Rigid Roof Insulation Section 07.400 – Preformed Metal Panels (SSMR Panel System) Section 07.400 – Preformed Metal Panels (Metal Wall Panels System & Soffit Panels System) Section 07.600 – Flashing and Sheet Metal Section 07.920 – Joint Sealants | Roof Wall Underlayment Panels Asphalt Quik-Stick HT Pro Self-Adhering Data Sheet Rigid Roof Insulation Polyiso Insulation Densdeck Prime Roof Board Soprafix #14 MP Roofing Fastener Soprafix 3” Metal Insulation Plates Preformed Metal Panels SSMR Panel System Double Zee-Lock Roof Panel Continuous Zee-Rib Clip Color Chart Metal Wall Panels
UMC Parking Garage - 100% |  | Alexandra | Roofing Solutions | 2000 Canal St. New Orleans, LA 70112 | STRUCTURAL PARKING SOLUTIONS | 19.2 (SSMR) 81.56 (TPO) | SSMR TPO ACM | PAC-CLAD (SSMR) CARLISLE (TPO) ALUSYSTEMS (ACM) | I. Metal Composite Material Wall Panels over Galvanized Framing @ Elevator Lobby (Tiers 1-7) a) Install 18 ga. steel 7/8” hat channels over 5/8” Gypsum boards (by others). b) Install Alusystems Rout and Return Wet Seal - Series 10 Metal Composite Panels using Alpolic 6 mm FR core material, Metallic Silver color. c) Install aluminum attachment clips, fasteners, backer rod, sealant, and sheet metal flashing, and trim related to metal composite wall panel system. I. Standing Seam Roof System Over Structurally Flat Metal Deck @ Canopies a) Mechanically fasten 5/8” DensDeck Prime Coverboard with OMG Standard RoofGrip DrillPoint Fasteners and Steel Plates to Metal Deck. b) Install Mid-States Asphalt Quick-Stick HT Pro Underlayment. c) Install 24 ga. pre-finished steel 16” Pac‐Clad Tite‐Loc Plus smooth metal roof panel custom color (pending Add Option Approval). d) Install 24 ga. pre-finished steel roof-related accessories and Sheet Metal Flashing and Trim. I. TPO Roof System over Structurally Flat Metal Deck @ Main Roof (Tenant Space) a) Simultaneously fasten the following roofing components with Carlisle InsulFast fasteners and Carlisle 3” Insulation Fastening Plates: ‐ 1 Layer of 1.5” Carlisle InsulBase Flat Polyiso Insulation. ‐ 1 Layer of ¼” Carlisle InsulBase Tapered Polyiso Insulation. ‐ 1 Layer of ½” Carlisle DensDeck Prime Coverboard. b) Install Carlisle Sure‐Weld TPO 60‐mil Reinforced Membrane with Carlisle Sure‐Weld TPO Bonding Adhesive (at field and flashings). c) Install Carlisle Sure‐Weld TPO Pipe Boots, and all roof related accessories as per Manufacturer´s instructions. d) Install Carlisle 0.040” Pre‐Finished Aluminum Pre‐Fabricated Coping. e) Install 24 ga. Carlisle Sure‐Weld TPO Coated Metal Scupper. f) Install 0.032” Pre‐Finished Aluminum Counterflashings. II. TPO Roof System over Sloped Concrete Deck @ Stairs 1, 2, 3, and 4 a) Adhere 1 Layer of ½” Carlisle SecurShield HD Coverboard with Carlisle Flexible FAST Adhesive to sloped concrete deck. b) Adhere 1 Layer of ½” Carlisle InsulBase Tapered Polyiso Insulation (at crickets only) with Carlisle Flexible FAST Adhesive c) Install Carlisle Sure‐Weld TPO 60‐mil Reinforced Membrane with Carlisle Sure‐Weld TPO Bonding Adhesive (at field and flashings). d) Install Carlisle Sure‐Weld TPO Pipe Boots, and all roof related accessories as per Manufacturer´s instructions. e) Install Carlisle 0.040” Pre‐Finished Aluminum Pre‐Fabricated Coping. f) Install 24 ga. Carlisle Sure‐Weld TPO Coated Metal Scupper. g) Install 0.032” Pre‐Finished Aluminum Counterflashings, Pre‐Fabricated gravel guard, conductor head, and downspout. | Section 075423 TPO Roof Section 074213.23 Metal Composite Material Wall Panels Section 076200 Sheet Metal Flashing and Trim Section 077100 Roof Specialties Section 074113.16 - Standing-Seam Metal Roof Panels | Metal Composite Material Wall Panels Galvanized Framing Elevator Lobby Hat Channels Gypsum Boards Alusystems Rout and Return Wet Seal Series 10 Metal Composite Panels Alpolic 6 mm FR Core Material Metallic Silver Color Aluminum Attachment Clips Fasteners Backer Rod Sealant Sheet Metal Flashing Trim Standing Seam Roof System Structurally Flat Metal Deck Canopies Mechanically Fasten
Ninth Grade and Entry Building Terry High School |  | Alexandra | Roofing Solutions | 235 West Beasley Street, Terry, MS 39170 | Ferguson & Associates Architecture | 188.85 (SSMR) 33.13 (TPO) 29.41 (SOFFIT) 46.6885 (METAL WALL PANEL) | SSMR TPO SOFFIT METAL WALL PANEL | PAC-CLAD (SSMR) GAF (TPO) PAC-CLAD (SOFFIT) PAC-CLAD (METAL WALL PANEL) | I. TPO Roof System Over Existing Metal Deck. A. Mechanically attach the following materials w/ GAF Drill-Tec Fastener #12 and Drill-Tec 3” Flat Steel Plate: • 2 layers of 2” GAF Energyguard Flat Polyiso Insulation. • 1 layer of 2.5” GAF Energyguard Flat Polyiso Insulation. • 1/4” Sloped GAF EverGuard Tapered Polyiso Roof Insulation. • 5/8” USG Securock Gypsum-Fiber Roof Board (Cover Board). B. Adhere GAF 60-mil EverGuard TPO Roof Membrane (Field and Flashing) with GAF Everguard 1121 TPO Bonding Adhesive. C. Install GAF EverGuard TPO UN-55 Detailing Membrane. D. Install GAF TPO Universal Corner. E. Install GAF TPO T Joint Patch. F. Install GAF TPO 6” Cover Tape. G. Install GAF EverGuard TPO Cut Edge Sealant. H. Install GAF EverGuard TPO Primer. I. Install GAF EverGuard TPO Seam Cleaner. J. Install 24 Ga. Prefinished Steel Counter Flashings and Any Roof Related Flashing and Trim. K. Install 22 Ga. Prefinished Steel Coping. II. TPO Roof System Over Existing Metal Deck at Canopies. A. Mechanically attach the following materials w/ GAF Drill-Tec Fastener and Drill-Tec 3” Flat Steel Plate: • 1/4” Sloped GAF EverGuard Tapered Polyiso Roof Insulation. • 5/8” USG Securock Gypsum-Fiber Roof Board (Cover Board). L. Adhere GAF EverGuard TPO 60-mil Roof Membrane (Field and Flashing) with GAF Everguard 1121 TPO Bonding Adhesive. B. Install GAF EverGuard TPO UN-55 Detailing Membrane. C. Install GAF MajorSeal Liquid Flashing System @ canopy edge with the following materials: • Prime surface with GAF TPO Red Primer. • GAF MajorSeal Liquid Flashing (Base Coat). • GAF United Coatings Roof Mate Fabric. • GAF MajorSeal Liquid Flashing (Topcoat). D. Install GAF TPO Universal Corner. E. Install GAF TPO T Joint Patch. F. Install GAF TPO 6” Cover Tape. G. Install GAF EverGuard TPO Cut Edge Sealant. H. Install GAF EverGuard TPO Primer. I. Install GAF EverGuard TPO Seam Cleaner. J. Install 24 Ga. Prefinished Steel Any Roof Related Flashing and Trim. Section 074100 – Preformed Metal Standing Seam Roofing System I. Preformed Metal Standing Seam Roofing System over 3/4" Plywood Deck (By Others). A. Install Mid-States Quik-Stick HT Pro Self-adhering Underlayment over entire plywood deck. B. Install 24 ga. Pre-Finished Steel 16” Pac-Clad Tite-Loc Plus (Smooth) Standing Seam Metal Roof according to manufacturer’s installations instructions w/concealed clips. C. Install 24 Ga. Prefinished Steel Drip Edges, Rakes, Gutters, Downspouts, Counter Flashings, Fascia, Valley, Ridge, and Any Roof Related Flashing and Trim. Section 074110 – Factory Manufactured Preformed Metal Wall Panels System I. Factory Manufactured Preformed Metal Wall Panels System on Hat Channel (By Others). A. Install 24 ga. Pre-Finished Steel Pac-Clad 7.2 Exposed Fastener Wall Panel according to manufacturer’s installations instructions. B. Install 24 Ga. Prefinished Steel J-Trim, Outside Corner, and Any Wall Panel Related Flashing and Trim. Section 074120 –Preformed Aluminum Soffit Panel System I. Preformed Aluminum Soffit Panel System. A. Install 0.032” Pre-Finished Aluminum Pac-Clad PAC-850 Soffit Panel according to manufacturer’s installations instructions. B. Install 0.032” Pre-Finished Aluminum J-Trim, and Any Soffit Panel Related Flashing and Trim. | Section 074100 - Metal Standing Seam Roof Section 074110 - Metal Wall Panel System Section 074120 - Performed aluminumsoffit panels system Section 075422 - TPO Roof System Section 076201 - Flashing Sheet Metal and Trim | TPO Roof System Metal Deck GAF Drill-Tec Fastener Polyiso Insulation Sloped Roof Insulation GAF EverGuard TPO Roof Membrane TPO Bonding Adhesive Detailing Membrane Universal Corner T Joint Patch Cover Tape Cut Edge Sealant Primer Seam Cleaner Prefinished Steel Counter Flashings Prefinished Steel Coping Canopies Liquid Flashing System Preformed Metal Standing Seam Roofing System Preformed Metal Wall Panels System
GC LSU School of Music Roof Repair-2nd |  | Bernardo | Roofing Solutions | 102 NEW MUSIC BUILDING, BATON ROUGE, LA 70802 | COLEMAN PARTNERS ARCHITECTS, LLC | 34 | STANDING SEAM COPPER ROOF | SHOP FABRICATED METAL ROOF | STANDING SEAM COPPER ROOF SYSTEM SUMMARY Section 076100 – Sheet Metal Roofing I. Standing Seam Copper Roof System over existing plywood deck. a) Remove remaining temporary underlayment in its entirety down to the existing plywood deck. b) Demo entire existing standing seam copper roof at the intake louver down to the existing plywood deck. c) Install Red Rosin Paper over the entire roof deck w/ plastic cap simplex nails. d) Install Carlisle WIP300 HT Self- Adhering Underlayment over the entire roof deck. e) Install 16 oz. Copper 16” Standing Seam Metal Roof System (1 ½” high) (Mill Finish) w/ 1/2” high 18 ga. Stainless Steel Clips @ 12” O.C. max and 2 fasteners per clip. f) Install 16 oz. copper drip edge, fascia, step flashing, rake, ridge, valley, counter flashing and any other roof related flashing and trim. g) Install 16 oz. copper cleats as needed. h) Install (5) 16 oz. Copper CopperCraft 12’L X 6’W X 3’H Louver Gable Dormer w/ stainless steel insect screen. i) Install pressure-treated wood blocking as needed. | 07 61 00 - SHEET METAL ROOFING 07 62 00 - SHEET METAL FLASHING AND TRIM | Standing Seam Copper Roof System Sheet Metal Roofing Plywood Deck Red Rosin Paper Carlisle WIP300 HT Self-Adhering Underlayment 16 oz. Copper Standing Seam Metal Roof System Mill Finish Stainless Steel Clips Fasteners Drip Edge Fascia Step Flashing Rake Ridge Valley Counter Flashing Trim Copper Cleats Pressure-treated Wood Blocking
Amtrak Laurel MS |  | Bernardo | Roofing Solutions | 230 N MAPLE STEET, LAUREL, MISSISSIPPI 39440 | HNTB CORPORATION | 3 | STANDING SEAM METAL ROOF | PAC-CLAD | Section 07 41 13.16 – Standing Seam Metal Roof Panels I. Standing Seam Metal Roof System over roof sheating @ Wheel Chair and Chair Lift canopies. a) Install MidStates QuikStick HT Pro Self‐Adhering Underlayment over ¾” roof sheating (by others). b) Install 0.040” prefinished aluminum Pac Clad Snap Clad Standing Seam Metal Roof System and roof‐related flashing and trim. c) Install 0.040” prefinished aluminum gutters with perforated gutter guard. d) Install 0.040” prefinished aluminum fascia. e) Install SEO Tama L Stainless Steel Rain Chains at gutter discharge, chain plate. Concrete footing (by others). | 07 41 13 - STANDING SEAM METAL ROOF PANELS 07 62 00 - SHEET METAL FLASHING AND TRIM | Standing Seam Metal Roof Panels MidStates QuikStick HT Pro Self-Adhering Underlayment Pac Clad Snap Clad Prefinished Aluminum Metal Roof System Roof Sheathing Wheel Chair Canopies Chair Lift Canopies Roof-Related Flashing Trim Gutters Perforated Gutter Guard Fascia SEO Tama L Stainless Steel Rain Chains Gutter Discharge Chain Plate Concrete Footing Roof Installation Roofing Materials
Amtrak Yazoo City, MS |  | Bernardo | Roofing Solutions | YAZOO CITY TRAIN STATION 222 WEST BROADWAY. WAZOO CITY, MS 39194 | HNTB CORPORATION | 9 | STANDING SEAM METAL ROOF | ATAS | Section 074113.16 – Standing Seam Metal Roof Panels I. Standing Seam Metal Roof System over roof decking @ Passenger Waiting Area Canopy Roof a) Install Titanium PSU30 Self-Adhering Underlayment over the entire roof decking. b) Install 0.040” pre-finished aluminum Atas 13 1/2" 1” Field-Lok Standing Seam Metal Roof Panels according to the manufacturer’s installation instructions. c) Install 0.040” pre-finished aluminum eave, rake and counter flashings. d) Install 0.040” pre-finished aluminum 5”x5” box gutter. e) Install 0.040” pre-finished aluminum 4”x4” downspout. f) Install 0.032” pre-finished aluminum Snap-Z 1000 Vented Ridge System according to the manufacturers installation instructions at ridge only. | 07 41 13 - STANDING SEAM METAL ROOF PANELS 07 62 00 - SHEET METAL FLASHING AND TRIM | Standing Seam Metal Roof Panels Titanium PSU30 Self-Adhering Underlayment Roof Decking Passenger Waiting Area Canopy Pre-finished Aluminum Atas 13 1/2" 1” Field-Lok Metal Roof System Installation Instructions Eave Flashings Rake Flashings Counter Flashings Box Gutter Downspout Snap-Z 1000 Vented Ridge System Ridge Installation Roofing Materials Canopy Roof Roofing System Roof Accessories
Calera High School Classroom Additions, Calera, AL |  | Bernardo | Roofing Solutions | 100 CALERA EAGLE DR, CALERA, AL 35040 | LATHAN ASSOCIATES ARCHITECTS, P. C. | 528 | STANDING SEAM METAL ROOF | PAC-CLAD | SSMR ROOF SYSTEM SUMMARY Section 07610 – Standing Seam Roof and Sheet Metal System I. Metal Roof Panels over metal deck @ Roof Area M a) Mechanically attach the following materials w/ GAF #12 Drill-Tec Fastener and GAF 3” Drill-Tec Steel Plates: • (1) layers of 1 ½” GAF EnergyGuard Flat Polyiso Insulation. b) Install Mid-States Asphalt Quik-Stick HT Pro Self- Adhering Underlayment over the entire roof insulation. c) Install 24 Ga. Prefinished Steel Pac-Clad 16” Tite-Loc Standing Seam Metal roof panels (2” high) w/ corresponding closure, sealant, and accessories according to manufacturer's installation instructions. d) Install Dektite Original Pipe Boots at all roof pipe penetrations. e) Install 24 Ga. Prefinished edges, eaves, rakes, ridge, valleys, gutters, downspouts and any roof related flashing and trim. II. Soffit Panels over light gauge metal framing @ Roof Area M a) Install .032” Prefinished Aluminum Pac-Clad 12” PAC-850 Soffit panels (3/8” high) w/ corresponding closure, sealant, and accessories according to manufacturer's installation instructions. b) Install 24 Ga. Prefinished J-trims and any roof related flashing and trim. III. Metal Roof Panels over existing metal deck a) Remove existing standing seam metal roof panels where indicated. b) Install 24 Ga. Prefinished Steel Pac-Clad 16” Tite-Loc Standing Seam Metal roof panels (2” high) w/ corresponding closure, sealant, and accessories according to manufacturer's installation instructions. c) Install 24 Ga. Prefinished edges, eaves, rakes, ridge, valleys, gutters, downspouts and any roof related flashing and trim. | 07 61 00 - STANDING SEAM AND SHEET METAL ROOF SYSTEM 07 62 00 - SHEET METAL FLASHING AND TRIM | SSMR Roof System Standing Seam Roof Sheet Metal System Metal Roof Panels Metal Deck GAF Drill-Tec Fastener EnergyGuard Flat Polyiso Insulation Quik-Stick HT Pro Self-Adhering Underlayment Prefinished Steel Pac-Clad 16" Tite-Loc Standing Seam Closure Sealant Accessories Dektite Original Pipe Boots Eaves Rakes Ridge Valleys Soffit Panels PAC-850 Soffit Panels
Department of Environmental Services Renovation |  | Bernardo | Roofing Solutions | 12422 FLORIDA BOULEVARD, BATON ROUGE, LA 70815 | RHH ARCHITECTS, APAC | 290 | STANDING SEAM METAL ROOF | PAC-CLAD | I. Standing Seam Metal Roof System over existing open framing structure @ Main Building and Open Air Covered Storage Building (ALT#2) a) Demo existing roof system down to open framing structure b) Install 6.375" Metal Building Vinyl-Backed Fiber Glass Insulation over open framing (except for outdoor storage area, wash area, covered area, patio area and open air covered area) c) Install 24 ga. Pre-Finished Steel 16” PAC CLAD Tite-Loc Plus Standing Seam Metal Roof System (with Striations- Dark Bronze color) according to Manufacturer´s installation instructions d) Install 0.032” Pre-Finished Aluminum gutters, downspouts and conductor heads e) Install 24 ga. Pre-Finished Steel scuppers, ridge caps, eave flashing, rake flashings and counterflashings. I. Metal Wall Panels System over 3/4" plywood sheathing / 1/2" gypsum sheathing / metal framing structure @ Main Building and Parapet Liner c) Demo existing Wall Panel System down to structure d) Install 0.032” Pre-Finished Aluminum 36” 7.2 PAC CLAD Metal Wall Panels (Dark bronze color) with its corresponding accessories according to Manufacturer´s installation instructions. e) Install 0.032” Pre-Finished Aluminum J-trims, drip flashings and all wall panels related sheet metal flashing and trim. *Refer to Shop drawings for specific substrate II. Metal Wall Panels System over existing metal girts @ Shop (ALT#1) a) Demo existing Wall Panel System down to structure b) Install 6.375” Lamtec WMP-VR-R Plus R19 Vinyl-Backed Fiber Glass Insulation (Behind Metal Wall Panels @ Shop Walls and Transition to Shop Walls only) – 3/A6.02 c) Install 0.032” Pre-Finished Aluminum 36” 7.2 PAC CLAD Metal Wall Panels (Dark bronze color) with its corresponding accessories according to Manufacturer´s installation instructions. d) Install 0.032” Pre-Finished Aluminum J-trims, drip flashings and all wall panels related sheet metal flashing and trim. *Refer to Shop drawings for specific substrate I. Metal Wall Panels System over 1/2” gypsum sheathing @ Main Building a) Demo existing Wall Panel System down to structure b) Install 0.032” Pre-Finished Aluminum PAC CLAD 12” PAC-750 Metal Wall Panels (Color to be selected) with its corresponding accessories according to Manufacturer´s installation instructions. c) Install 0.032” Pre-Finished Aluminum J-trims, drip flashings and all wall panels related sheet metal flashing and trim. *Refer to Shop drawings for specific substrate II. Metal Soffit Panels System over 3-5/8” metal studs @ Main Building a) Demo existing Soffit Panel System down to structure b) Install 0.032” Pre-Finished Aluminum 12” PAC CLAD PAC-750 Metal Soffit Panels (Solid Finish - Color to be determined) with its corresponding accessories according to Manufacturer´s installation instructions. c) Install 0.032” Pre-Finished Aluminum J-trims and all soffit panels related sheet metal flashing and trim. | 07 41 13 - STANDING SEAM METAL ROOF SYSTEM 07 42 13 - METAL WALL PANELS AND SOFFIT 07 62 00 - SHEET METAL FLASHING AND TRIM | Standing Seam Metal Roof System Existing open framing structure Metal Building Vinyl-Backed Fiber Glass Insulation Pre-Finished Steel PAC CLAD Tite-Loc Plus Striations Dark Bronze color Pre-Finished Aluminum gutters Downspouts Conductor heads Scuppers Ridge caps Eave flashing Rake flashings Counterflashings Metal Wall Panels System Plywood sheathing Gypsum sheathing Metal framing structure Lamtec WMP-VR-R Plus R19 Vinyl-Backed Fiber Glass Insulation
GC Corpus Christi City Hall Roof, TX |  | Bernardo | Roofing Solutions | 1201 LEOPARD ST. CORPUS CHRISTI, TX 78401 | HANSON PROFESSIONAL SERVICES, INC. | 87 | STANDING SEAM METAL ROOF | PAC-CLAD | SSMR ROOFING SYSTEM SUMMARY I. Standing Seam Metal Roof System over the existing structure. a) Remove existing concrete roof tiles at four gable roof structures. b) Inspect and report any damage to the deck. c) Install Soprema LastoBond Shield HT underlayment. d) Install 24 Ga. Pre-finished Steel 18” McElroy 238T Roof panel with corresponding closure, sealant,and accessories according to Manufacturer’s installation instructions. e) Install 24 Ga. Pre-finished Steel Ridge and vented ridge, rake drip, high eave, and any roof-relatedflashing. f) Install pressure-treated wood blocking as req’. | 07 41 10 - STANDING SEAM METAL ROOF SYSTEM 07 62 00 - SHEET METAL FLASHING AND TRIM | SSMR Roofing System Standing Seam Metal Roof Existing Structure Concrete Roof Tiles Deck Inspection Soprema LastoBond Shield HT Underlayment 24 Ga. Pre-finished Steel McElroy 238T Roof Panel Closure Sealant Accessories Manufacturer's Installation Instructions Ridge Installation Vented Ridge Rake Drip High Eave Roof-Related Flashing Pressure-Treated Wood Blocking Gable Roof Structures Roof System Installation
GC EMCF Roof Repairs Rebid |  | Bernardo | Roofing Solutions | 10641 HIGHWAY 80 WEST MERIDIAN, MS 39307 | ALLRED STOLARSKI ARCHITECTS | 655 | STANDING SEAM METAL ROOF | - | ROOF SYSTEM SUMMARY Section 07 6000 Flashing and Sheet Metal I. Repair Flashing and Sheet Metal on SSMR Buildings 1-S, 1-N, and 4. a) Remove and install 24 Ga. Pre-Finished Steel eave and rake screws with new long-life driller fasteners. b) Remove existing gutters and downspouts and install 0.050 Pre-finished Aluminum snow gutters and downspouts where indicated. c) Remove all existing fasteners at roof panel end laps, clean, raise the edge, and apply a continuous bead of polyurethane sealant. d) Remove and install new Dektite Boots at pipe, flue, and vent roof penetrations. e) Remove and install 24 Ga. Pre-Finished Steel base flashing and 22 Ga. Pre-Finished Steel counterflashing at parapet flashings. f) Install 24 Ga Stainless Steel Reglet where necessary. g) Install sub-framing and 18 Ga. prefabricated metal building roof curbs. h) Clean and apply two (2) coats of Sherwin-Williams Loxon XP waterproofing elastomeric coating to the exterior wall above all roofs. II. Repair Flashing and Sheet Metal on SSMR Building 2. a) Remove and Install 24 Ga. Pre-Finished Steel ridge, closures, and end caps. b) Remove all existing fasteners at roof panel end laps, clean, raise the edge, and apply a continuous bead of polyurethane sealant. c) Remove and install new Dektite boots at pipe, flue, and vent roof penetrations. d) Remove and install 24 Ga. Pre-Finished Steel base flashing and 22 Ga. Pre-Finished Steel counterflashing at parapet flashings. e) Install 24 Ga Stainless Steel Reglet where necessary. f) Install sub-framing and 18 Ga. prefabricated metal building roof curbs. g) Clean and apply two (2) coats of Sherwin-Williams Loxon XP waterproofing elastomeric coating to the exterior wall above all roofs. III. Repair Flashing and Sheet Metal on SSMR Building 3. a) Remove all existing fasteners at roof panel end laps, clean, raise the edge, and apply a continuous bead of polyurethane sealant. b) Remove and install new Dektite boots at pipe, flue, and vent roof penetrations. c) Remove and install 24 Ga. Pre-Finished Steel base flashing and 22 Ga. Pre-Finished Steel counterflashing at parapet flashings. d) Install 24 Ga Stainless Steel Reglet where necessary. e) Install sub-framing and 18 Ga. prefabricated metal building roof curbs. f) Clean and apply two (2) coats of Sherwin-Williams Loxon XP waterproofing elastomeric coating to the exterior wall above all roofs. | 07 60 00 - SHEET METAL FLASHING AND TRIM | Roof System Summary Flashing Sheet Metal SSMR Buildings Repair Pre-Finished Steel Aluminum Gutters Downspouts Polyurethane Sealant Dektite Boots Pipe Penetrations Flue Penetrations Vent Penetrations Base Flashing Counterflashing Parapet Flashings Stainless Steel Reglet Sub-framing Metal Building Roof Curbs Waterproofing Elastomeric Coating
GC HL Hangars E & F Envelope Repairs-Chennault International Airport |  | Bernardo | Roofing Solutions | 3650 SEN J BENNET JOHNSTON AVE, LAKE CHARLES, LA 70615 | DUHON & PLEASANT CONSULTING ENGINEERING, LLC | 1537 | STANDING SEAM METAL ROOF | IMETCO | SYSTEM SUMMARY I. SSMR Roof System 1 (over metal deck) @ Hangar E and Hangar F a) Demo existing standing seam roof down, existing roof framing system to remain, replace damage hat and zee channels. b) Install 2’’ LAMPTEC Polyester WMP- VR-R Plus insulation. c) Install IMETCO Series 300 Structural Standing Seam Roof System (color to be selected). d) Follow all manufacturer’s printed instructions for roof penetrations and other areas where flashing is required. | 07 41 10 - STANDING SEAM METAL ROOF SYSTEM 07 62 00 - SHEET METAL FLASHING AND TRIM | SSMR Roof System Metal Deck Hangar E Hangar F Demo Standing Seam Roof Roof Framing System Hat Channels Zee Channels LAMPTEC Polyester Insulation WMP-VR-R Plus IMETCO Series 300 Structural Standing Seam Roof System Manufacturer's Instructions Roof Penetrations Flashing Installation Roofing Material Color Selection Construction Process
GC McDermott Hangar Hurricane Zeta Roof Repairs |  | Bernardo | Roofing Solutions | 8408 SIKORSKY DRIVE, NEW ORLEANS, LA 70126 | RCL ARCHITECTURE, LLC | 250 | STANDING SEAM METAL ROOF | BERRIDGE | STANDING SEAM METAL ROOF SYSTEM SUMMARY Section 07411 – Standing-Seam Metal Roof I. Standing Seam Metal Roof over existing T&G Wood Decking @ Main Roof. a) Demo existing roof system down to the roof deck. b) Install new 1”x6” Fire-retardant Treated Wood Blocking Filler at indicated areas only. c) Install new 2”x6” Fire-retardant Treated Wood Blocking Filler at indicated areas only. d) Install new 2”x6” T&G Wood Boards fasten w/ 3 1/2" LG. Galvanized Screws at indicated areas only. e) Install new 2”x6” Fire-retardant Treated Wood Edge Blocking at indicated areas only. f) Install Mid-States Quik-Stick HT Pro Self-Adhering Underlayment over the entire roof deck. g) Install 22 ga. Galvalume Steel 16” Berridge Double-Lock Zee-Lock (Striated) Standing Seam Roof Panels according to manufacturer’s installation instructions. h) Install 22 ga. Galvalume Steel eave flashing, ridge flashing and valley flashing. i) Install 16 oz. Copper rake flashing. j) Use Mid-States Quik-Stick HT Pro Self-Adhering Underlayment Strip to avoid galvanic reaction between galvalume steel and copper flashings. II. Standing Seam Metal Roof over existing T&G Wood Decking @ East and West Wing Roof. a) Demo existing roof system down to the roof deck. b) Install new 2”x6” T&G Wood Boards fasten w/ 3 ½” LG. Galvanized Screws at indicated areas only. c) Mechanically attach 1/4” slope Soprema Sopra-ISO Tapered Polyiso Insulation w/ Soprema #14 MP Fasteners and 3” Metal Insulation Plates. d) Install Mid-States Quik-Stick HT Pro Self-Adhering Underlayment over the entire roof insulation. e) Install 22 ga. Galvalume Steel 16” Berridge Double-Lock Zee-Lock (Striated) Standing Seam Roof Panels according to manufacturer’s installation instructions. f) Install 16 oz. Copper eave and rake flashings. g) Use Mid-States Quik-Stick HT Pro Self-Adhering Underlayment Strip to avoid galvanic reaction between galvalume steel and copper flashings. WALL PANELS SYSTEM SUMMARY I. Copper Standing Seam Wall Panels over existing Plywood Sheathing @ East Wing (West Elevation) and West Wing (East Elevation). a) Demo existing standing seam wall panels system down to the wall substrate. b) Install new 1/2" Fire-retardant Treated Plywood Sheathing as needed. c) Install Mid-States Quik-Stick HT Pro Self-Adhering Underlayment over the wall sheathing. d) Install 16 oz. Copper Standing Seam Wall Panels. e) Install 16 oz. Copper flashing and trim related to wall panels. | 07 41 11 - METAL ROOF AND WALL PANELS 07 62 00 - SHEET METAL FLASHING AND TRIM | Standing Seam Metal Roof T&G Wood Decking Roof Deck Fire-retardant Treated Wood Blocking Quik-Stick HT Pro Self-Adhering Underlayment Galvalume Steel Berridge Double-Lock Zee-Lock Copper Flashing Rake Flashing Valley Flashing Sopra-ISO Tapered Polyiso Insulation MP Fasteners Metal Insulation Plates Galvanized Screws Wall Panels Plywood Sheathing Wall Substrate Standing Seam Wall Panels Copper Flashing Trim
GC MGCCC Mellinger Hall Reroof |  | Bernardo | Roofing Solutions | 51 MAIN STREET, PERKINSTON, MS 39573 | ELEY GUILD HARDY ARCHITECTS, P.A. | 171 | STANDING SEAM METAL ROOF | BERRIDGE | SSMR ROOF SYSTEM SUMMARY Section 074113 - Standing Seam Metal Roof Panels GC Mellinger Hall - ReRoof I. Standing Seam Metal Roof System over existing cement fiberboard deck. a) Demo entire existing shingles roof system down to the cement fiberboard deck. b) Install Mid-States Asphalt Quik-Stick HT Pro Self-Adhering Underlayment over the entire plywood sheathing. c) Install 22 ga. pre-finished steel 18” Berridge Tee-Lock Roof Panel (smooth, color Charcoal Grey) according to manufacturer’s installation instructions. d) Install 22 ga. pre-finished steel eave flashing, high eave flashing, rake flashing and counter flashings. e) Install 22 ga. pre-finished steel gutters, style F. f) Install 22 ga. pre-finished steel downspouts. g) Install gutter expansion joint wherever gutter length is over 50 feet. h) Install EPDM Pipe Boots at all roof pipe penetrations. i) Install 22 ga. pre-finished steel roof curbs as needed. j) Install Piedmont 3/16" thick Type 316 Stainless Steel Type SG downspout boot (or similar) at all downspouts. k) Install 1/8" thick Type 316 Stainless Steel ASTM A 240 Downspout Cleanout Cover at all downspouts. l) Install concrete splash blocks wherever downspouts discharge onto the ground. | 07 41 13 - METAL ROOF AND WALL PANELS 07 62 00 - SHEET METAL FLASHING AND TRIM | Standing Seam Metal Roof Panels Cement Fiberboard Deck Shingles Roof System Quik-Stick HT Pro Self-Adhering Underlayment Pre-finished Steel Berridge Tee-Lock Roof Panel Charcoal Grey Eave Flashing Rake Flashing Counter Flashings Gutters Downspouts Gutter Expansion Joint EPDM Pipe Boots Roof Pipe Penetrations Roof Curbs Type 316 Stainless Steel Downspout Boot Downspout Cleanout Cover Concrete Splash Blocks
OMC Radiation Oncology Roof Rpl -11203 |  | Bernardo | Roofing Solutions | 1516 JEFFERSON HWY NEW ORLEANS, LA 70121 | N/A | N/A | SBS | SOPREMA | • Demolition of existing roof system down to concrete deck • Soprema SBS modified bitumen roof system • ¼” coverboard • 1/8” tapered insulation • 2.5” Polyiso insulation
GC Retrofit Roof for Live Oak Middle School Gymnasium |  | Bernardo | Roofing Solutions | 8444 CECIL DRIVE DENHAM SPRINGS, LA 70706 | ZILER ARCHITECTS, APAC | 103 | STANDING SEAM METAL ROOF | PAC-CLAD | SYSTEM SUMMARY I. Standing Seam Metal Roof System over existing Z Purlin Structure & existing roof panels a) Install 16 ga. Galvanized Steel 1.83” Model-C Roof Huggers with 1.55” Model-C Integral Subrafters (According to engineering calculations) b) Install 2” Owens Corning EcoTouch Certified R Metal Building Unfaced Glass-fiber Blanket Insulation c) Install 24 ga. Pre-Finished Steel 16” PAC CLAD Tite Loc Plus Standing Seam Metal Roof System (w/pencil ribs) according to Manufacturer´s installation instructions d) Install (7) Pre-cast concrete splash blocks e) Install (7) 22 ga. Galvanized Steel splash pan f) Install 24 ga. Pre-Finished Steel ridge flashings, eave flashing, rake flashings, counterflashings, gutters, downspouts and all roof related sheet metal flashing and trim. | 07 41 10 - STANDING SEAM METAL ROOF SYSTEM 07 62 00 - SHEET METAL FLASHING AND TRIM | Standing Seam Metal Roof System Z Purlin Structure Roof Panels Galvanized Steel Roof Huggers Integral Subrafters Owens Corning EcoTouch Glass-fiber Blanket Insulation Pre-Finished Steel PAC CLAD Tite Loc Plus Standing Seam Metal Roof Manufacturer's Instructions Pre-cast Concrete Splash Blocks Splash Pan Ridge Flashings Eave Flashing Rake Flashings Counterflashings Gutters Downspouts
GC Roof Replacement, Building 2033, Jackson Barracks |  | Bernardo | Roofing Solutions | 2 JACKSON BARRACKS, NEW ORLEANS, LA 70117 | TRAPOLIN-PEER ARCHITECTS, APC | 279 | STANDING SEAM METAL ROOF | PAC-CLAD | STANDING SEAM METAL ROOF SYSTEM SUMMARY Section 074113 – Standing-Seam Metal Roof Panels I. Standing Seam Metal Roof over existing metal deck. a) Demo the entire existing roof system down to the metal deck. b) Mechanically attach the following materials w/ Soprema #14 MP Fasteners and 3” Metal Insulation Plates: - (1) layer of 1.5” Soprema Sopra-ISO Flat Polyiso Insulation - (1) layer of 2” Soprema Sopra-ISO Flat Polyiso Insulation - (1) layer of 5/8” CDX Plywood Deck c) Install Mid-States Quik-Stick HT Pro Self-Adhering Underlayment over entire plywood deck. d) Install 0.032” pre-finished aluminum 18” Pac-Clad Pac T-250 Panel (Smooth) according to manufacturer’s installation instructions. e) Install 0.032” pre-finished aluminum 18” Pac-Clad Pac T-250 Panel (Smooth) according to manufacturer’s installation instructions vertically at tall parapet wall. Refer to shop drawings. f) Install pressure-treated wood blocking as needed. g) Install ¾” gypsum sheathing at fascia. Refer to shop drawings. h) Install 2” Soprema Sopra-ISO Flat Polyiso Insulation at fascia. Refer to shop drawings. i) Install Rubberized Pipe Boot Flashing where pipe penetrations are located between panel seams. j) Install 1 roof hatch w/ roof ladder, safety post and safety rail. k) Install crickets at all roof top equipment’s per manufacturer’s instructions. l) Install 6” deep Construction Specialties Drainable Horizontal Louver Model A6177. m) Install Construction Specialties Blank-off panel behind louvers. n) Install Batt Insulation below louvers where shown on details. o) Install metal framing structure at attic access. Refer to shop drawings. p) Install acoustic tiles at attic access side walls. Refer to shop drawings. q) Install attic access panel. Refer to shop drawings. r) Install concrete splash blocks at all downspouts. s) Install 0.032: pre-finished aluminum drip edge, fascia, rake, side-wall flashing, head-wall flashing, coping cap, expansion joint cap, counter flashing and outlet tube. t) Install 0.032” pre-finished aluminum 6 ¾”x4” downspout, to match existing size and downspout straps. u) Install 0.032” pre-finished aluminum Rutland Gutter Supply 11” Half-round gutter inside bead w/ half-round fascia mounted gutter hangers @ 36” o.c. | 07 41 13 - STANDING SEAM METAL ROOF PANELS 07 62 00 - SHEET METAL FLASHING AND TRIM | Standing Seam Metal Roof Metal Deck Demo Mechanically Attach Soprema #14 MP Fasteners Metal Insulation Plates Sopra-ISO Flat Polyiso Insulation CDX Plywood Deck Quik-Stick HT Pro Self-Adhering Underlayment Pac-Clad Pac T-250 Panel Pre-finished Aluminum Pressure-Treated Wood Blocking Gypsum Sheathing Rubberized Pipe Boot Flashing Roof Hatch Crickets Louver Model A6177 Batt Insulation Attic Access Concrete Splash Blocks
GC SOWELA Tech CC Hurricane Laura Bldg – Phase I |  | Roberto M | Roofing Solutions | 3820 SEN J BENNETT JOHNSON AVE. LAKE CHARLES, LA, 70615 | CHAMPEAUX EVANS HOTARD + RHH ARCHITECTS, APAC, A JOINT VENTURE | 68 | STANDING SEAM METAL ROOF PANELS | PAC-CLAD | PRE-FINISHED METAL WALL AND SOFFIT PANELS I. McElroy Metal Wall Panels at Building 1 - Transportation Technology Building a) Install Owens Corning Ecotouch blanket insulation by Arkel, at areas of panel’s replacement only. b) Install 24 ga. pre-finished steel, McElroy Vertical R-Panel “Ash Gray” color, Kynar 500, to match existing, at areas of panel’s replacement only. c) Install 24 ga. pre-finished steel wall panel related sheet metal flashings and trims. II. Pac-Clad Metal Soffit Panels at Building 2 - Phillips 66 Process Technology Building a) Remove and replace metal soffit panels. Install 24 ga. pre-finished Pac-Clad Soffit Flush Panel, color to match existing. b) Install 24 ga. pre-finished steel soffit panels-related sheet metal flashings and trims. III. Alusystems ACM Wall Panels at Building 3 - H.C. Drew Nursing & Allied Health Building a) Install ACM wall panels at areas of panel’s replacement only. Alusystems System 40, Reynobond 4 mm., “Colorweld 500, Silversmith” color, and related accessories. IV. Pac-Clad Metal Wall Panels at Building 9 - Regional Training Center Building a) Remove and replace pre-finished horizontal metal wall panels. b) Install MSA Mid - States Quik - Stick HT Pro self-adhering underlayment. c) Install 22 ga. pre-finished steel Pac-Clad HWP-16”, horizontal wall panel, “Weathered Zinc” color (metallic finish), to match existing. | Section 046410 - PreFinished Metal Wall & Soffit Panels Section 073100 - Asphalt Shingle Roofing Section 074113 - Pre-Finished Metal Roofing | Pre-finished Metal Wall Panels Soffit Panels McElroy Owens Corning Ecotouch Blanket Insulation Arkel 24 ga. (gauge) Steel Vertical R-Panel Ash Gray Kynar 500 Pac-Clad Flush Panel Phillips 66 Process Technology Building Alusystems ACM Wall Panels Reynobond 4 mm.
GC HI St. John Metal Roof Repairs Replacement |  | Jose Chacon | Roofing Solutions | 200 REGALA PARK ROAD,RESERVE, LA 70084 | MEYER ENGINEERS, LTD. | 253 (STANDING SEAM METAL ROOF) 4 (EXPOSED FASTENER METAL ROOF) 12 (SOFFIT SYSTEM) | STANDING SEAM METAL ROOF EXPOSED FASTENER METAL ROOF SOFFIT SYSTEM | BERRIDGE | STANDING-SEAM METAL ROOF PANELS SYSTEM SUMMARY AD1.12 Section 074113.16 – Standing-Seam Metal Roof Panels I. Standing Seam Metal Roof over existing 5/8” plywood roof deck @ Reverse Osmosis Bldg. a) Remove existing asphalt shingles and underlayment. Existing sheathing to remain b) Remove existing plywood sheathing @ damaged areas and replace with new c) Secure and reattach any loose metal flashing to prevent further damage d) Install 5/8” pressure- treated plywood roof deck @ damaged areas e) Install (1) layer of Mid-States Asphalt Quik-Stick HT Pro self-adhering underlayment f) Install 24 ga. pre-finished steel 16” Pac-Clad Tite-Loc Plus metal roofing panel w/ TITE-Loc Plus "AR" clips w/fasteners g) Install 24 ga. pre-finished steel fascia to match dimension and color of existing soffit @ missing or damaged areas h) Install 24 ga. pre-finished steel eave, rake, and ridge cap. i) Install pressure-treated wood blocking as needed j) Install 5/8” plywood sheathing @ fascia k) Install Cor-A-Vent V600 Ridge vent @ ridge l) Install Vinyl Soffit & trim verify in field existing II. Standing Seam Metal Roof over metal trusses @ Regala-Gym Bldg. m) Remove existing metal roof down to sub-structure n) Secure and reattach any loose metal flashing to prevent further damage o) Install Purlins p) Install (2) layers of 3 ½” Owens Corning Pink Next Gen Fiberglass Insulation w/ Owens Corning OptiLiner® Banded Liner System Type 1070 Vapor Retarder Fabric q) Install 24 ga. pre-finished steel 16” Pac-Clad Tite-Loc Plus metal roofing panel w/ TITE-Loc Plus "AR" clips w/fasteners r) Install 24 ga. pre-finished steel eave, rake, and ridge cap flashing. s) Protect existing gutters during removal and installation of roof system III. Standing Seam Metal Roof over metal deck @ Lions Water Treatment Plant (Main Bldg.) t) Remove existing metal roof down to sub-structure @ some areas per plans u) Remove all existing roof flashings v) Install pre-engineered metal trusses w) Install Owens Corning R-30 Pink Next Gen Fiberglass Insulation x) Install Metal sub-fascia y) Install 5/8” pressure-treated plywood roof deck z) Install (1) layer of Mid-States Asphalt Quik-Stick HT Pro self-adhering underlayment aa) Install 24 ga. pre-finished steel 16” Pac-Clad Tite-Loc Plus metal roofing panel w/ TITE-Loc Plus "AR" clips w/fasteners bb) Install 24 ga. pre-finished steel eave, fascia, counterflashing, and ridge cap. cc) Install pressure-treated wood blocking as needed dd) Install 5/8” pressure-treated plywood sheathing as needed ee) Install Cor-A-Vent S-400 Strip Vent @ fascia ff) Install (1) Bilco Type S-20 36"x30" Roof Hatch | 07 41 10 - STANDING SEAM METAL ROOF SYSTEM 07 31 10 - ASPHALT SHINGLES 07 62 00 - SHEET METAL FLASHING AND TRIM | Standing-Seam Metal Roof Panels Roof System Summary Plywood Roof Deck Asphalt Shingles Underlayment Pressure-Treated Plywood Pre-finished Steel Panels Metal Flashing Fascia Installation Ridge Cap Metal Trusses Fiberglass Insulation Vapor Retarder Fabric Metal Deck Lions Water Treatment Plant Metal Sub-fascia Counterflashing Cor-A-Vent Ventilation Roof Hatch Fasteners
GC HI St. Francis De Sales Cathedral - Roof Repairs |  | Lisbeth M | Roofing Solutions | 500 GOODE STREET HOUMA, LA 70360 | DUPLANTIS DESIGN, PC | 179 (STANDING SEAM METAL ROOF) 16 (METAL SHINGLES) | STANDING SEAM METAL ROOF METAL SHINGLES | MCELROY | SSMR SYSTEM SUMMARY I. SSMR Roofing System over structurally sloped wood deck a) Repair any wood decking as required. b) Install Epilay® Plystik™ Plus Self-Adhering Underlayment over the entire deck. c) Install 20 oz. Copper 16” McElroy 138T Symmetrical Panel with corresponding closure and accessories according to Manufacturer’s installation instructions. d) Install 20 oz. Rutland Copper 7” Gutter “K” style to match existing. e) Install 20 oz. Rutland Copper 5” x 5” Downspout to match existing. f) Install 22 Ga. Stainless Steel Cleat. g) Install 20 oz. Copper Ridge Cap, Valley flashing. h) Install 20 oz. Copper Drip Edge to match existing. i) Install 20 oz. Copper Gutter to match existing. j) Install 20 oz. Copper Scuppers to match existing. k) Install 20 oz. Copper Step flashing at the specific area as indicated. l) Install 20 oz. Decorative Copper roof vent to match existing vents. m) Install 20 oz. Copper Ridge Cap at Ridge intersections to match existing. n) Refurbish and reinstall existing copper dormer vents; refurbishment shall include new 20 oz. Copper Flashing flange and new sheet to close vents from inside. o) Install 20 oz. Copper flashing flange at the backside of louvers. p) Install 24 ga. Backer plate at the backside of louvers. q) Reinstall existing downspouts with new gutters. r) Close existing opening to install new standing-seam metal roof system in the south wing. METAL SHINGLE SYSTEM SUMMARY I. Metal Shingles Roofing System over structurally sloped wood deck at Steeple a) Repair any wood decking as required. b) Install Epilay® Plystik™ Plus Self-Adhering Underlayment over the entire deck. c) Install 20 oz Copper 8” Shingle Bermuda Style to match existing. d) Install 20 oz Copper eave, rake, hip, and any roof-related flashing and trim. e) Install 22 Ga. Stainless Steel Cleat. f) Reinstalled existing Copper Dormer at steeple. g) Install 20 oz. Copper Ridge Cap at steeple, to match existing. h) Install 20 oz. Copper Drip Edge at steeple, to match existing. i) Install 20 oz. Copper Decorative non-vented Dormers at steeple to match existing salvaged dormer. j) Salvage and reinstall existing copper finial at the specific area as indicated in plans. k) Salvage and reinstall existing Copper Dormer at steeple. l) Existing Lead Gutter and Drainage system at bell tower to remain. s) Install 20 oz. Copper flashing for roof mount unit at north wing; frame remaining opening as required and install standing seam metal roof system. t) Reinstall existing cast stone finial at the specific areas as indicated and install new reinforcement dowel as required. u) Reinstall existing, salvaged copper finial at the specific area as indicated in plans. v) Existing downspouts and conductor heads to remain. | 07 41 10 - STANDING SEAM METAL ROOF SYSTEM 07 31 30 - METAL SHINGLES 07 62 00 - SHEET METAL FLASHING AND TRIM | SSMR System Structurally Sloped Wood Deck Epilay® Plystik™ Plus Self-Adhering Underlayment 20 oz. Copper Panels McElroy 138T Symmetrical Panel Rutland Copper Gutter Rutland Copper Downspout Stainless Steel Cleat Copper Ridge Cap Copper Valley Flashing Copper Drip Edge Copper Scuppers Copper Step Flashing Decorative Copper Roof Vent Copper Louvers Metal Shingle System Bermuda Style Shingles Copper Eave Copper Rake Salvaged Copper Finial
GC MS Hinds County-Shop Complex Roofing |  | Jennifer C | Roofing Solutions | 2567 N. WEST STREET, JACKSON, MS 39216 | FOIL. WYATT MCKEWEN ARCHITECTS AND PLANNERS | 696 (STANDING SEAM METAL ROOF) 26 (METAL WALL PANELS) | STANDING SEAM METAL ROOF METAL WALL PANELS | KINGSPAN | INSULATED METAL ROOF AND METAL WALL PANELS SYSTEM SUMMARY Section 074113 – Metal Roof Panels I. Insulated Standing Seam Roof Panel System over open framing structure @ Sign Shop and Vehicle Maintenance Building Roof. a) Demo existing metal roof system down to the open framing structure. b) Install 16 ga. 7”x5” galvanized steel “C” Girt at eaves @ Sign Shop Building. c) Install 22 ga. pre-finished steel 3.25” thick Kingspan KingSeam 40” width Insulated Standing Seam Roof Panel according to manufacturer’s installation instructions. d) Install pre-manufacturer LM Curbs roof curb according to according to manufacturer’s installation instructions. e) Install pre-molded EPDM pipe flashings at all pipe penetrations. f) Install 24 ga. pre-finished steel box gutters, downspouts, drip edge flashing, rake flashing and any roof related flashing and trim. II. Insulated Wall Panel System over open framing structure @ Skylights Walls. a) Demo existing wall panels system down to the open framing structure. b) Install 16 ga. 1 1/2” Hat Channels. c) Install 22 aa. pre-finished steel 3.00” thick Kingspan Shadowline 42” width Insulated Wall Panel according to manufacturer’s installation instructions. d) Install 24 ga. pre-finished steel wall panel related flashing and trim. | 07 41 13 - METAL ROOF AND WALL PANELS 07 62 00 - SHEET METAL FLASHING AND TRIM | Insulated Metal Roof Metal Wall Panels Standing Seam Roof Panel System Open Framing Structure Galvanized Steel "C" Girt Kingspan KingSeam Insulated Standing Seam Roof Panel LM Curbs Roof Curb EPDM Pipe Flashings Box Gutters Downspouts Drip Edge Flashing Rake Flashing Insulated Wall Panel System Hat Channels Kingspan Shadowline Insulated Wall Panel Skylights Walls Pre-Finished Steel Flashing and Trim
Fontainebleau High School Additions-3rd |  | Minor | Roofing Solutions | 100 BULLDOG DRIVE, MANDEVILLE, LA 70471 | FL+WB ARCHITECTS, APC. | 251 (STANDING SEAM METAL ROOF) 356 (METAL WALL PANELS) 25 (SOFFIT) | STANDING SEAM METAL ROOF METAL WALL PANELS SOFFIT | MBCI | METAL ROOF PANELS SYSTEM SUMMARY Section 074113.16 – Standing Seam Metal Roof Panels I. Standing Seam Metal Roof System over metal deck at Classroom building and “Connector” between Classroom and Performing Arts a) Loose laid (2) Layers of 2” Soprema Sopra-iso Flat Polyiso Insulation. b) Mechanically fasten 5/8” pressure-treated plywood sheathing over polyiso insulation w/ Soprema Soprafix #14 MP fasteners. c) Install Carlisle WIP 300 HT Underlayment over the entire plywood sheathing. d) Install 22 Ga. Pre-finished Steel 16” MBCI SuperLok Panel with corresponding closure, sealant, and accessories according to the manufacturer´s installation instructions. e) Install 24 Ga. Pre-Finished Steel 6” x 6” Gutter w/gutter straps @ 24” O.C f) Install 24 Ga. Pre-Finished Steel 4” x 4” Gutter w/gutter straps @ 24” O.C at the low roof in classroom building. g) Install 24 Ga. Pre-finished Steel edge flashing, downspouts, counterflashing, expansion joint, and any roof-related flashing and trim. II. Standing Seam Metal Roof System over metal deck New Chiller Pump bldg., Exterior Stairs at Performing Arts bldg., and “Shed Roofs” h) Mechanically fasten 5/8” pressure-treated plywood sheathing. i) Install Carlisle WIP 300 HT Underlayment over the entire plywood sheathing. j) Install 22 Ga. Pre-finished Steel 16” MBCI SuperLok Panel with corresponding closure, sealant, and accessories according to the manufacturer´s installation instructions. k) Install 24 Ga. Pre-Finished Steel 6” x 6” w/gutter straps @ 24” O.C. l) Install 24 Ga. Pre-finished Steel 4”x4” downspouts at Chiller Pump Bldg. m) Install 24 Ga. Stainless Steel expansion joint flashing in 2-story at classroom. (A/ 4.01) n) Install Flexible Membrane barrier at the expansion joint in 2-story at classroom & connector. (A/ 4.03, A/4.01, 7/A4.04, 8/A4.04) o) Install 24 Ga. Pre-finished Steel edge flashing, downspouts, counterflashing, expansion joint, tie-in, and any roof-related flashing and trim. FORMED METAL WALL PANELS SYSTEM SUMMARY Section 074213.13 – Formed Metal Roof Panels I. Metal Wall System over 24 Ga. Stud at Fence, Chiller Pump bldg., Classroom bldg., Performing arts bldg., and “Connector” between Classroom and Performing Arts a) Install 24 Ga. Pre-finished Steel 16” MBCI Masterline 16 Panel (MP-1) with corresponding closure, sealant, and accessories according to the manufacturer´s installation instructions. (Ref. to Shop drawings elevations) b) Install 24 Ga. Pre-finished Steel 16” MBCI Designer Series Panel (MP-2) with corresponding closure, sealant, and accessories according to the manufacturer’s installation instructions. (Ref. to shop drawings elevations) c) Install 24 Ga. Pre-finished Steel 16” MBCI Shadow Rib Fluted Panel (MP-3) with corresponding closure, sealant, and accessories according to the manufacturer’s installation instructions. (Ref. to shop drawings elevations) d) Install 24 Ga. Pre-finished Steel 12” MBCI FW-120-2 with beads Panel (MP-4) with corresponding closure, sealant, and accessories according to the manufacturer’s installation instructions. (Ref. to shop drawings elevations) e) Install 24 Ga. pre-finished Steel j-trims, base trim, drip edge, corner trims, and any wall-related flashing and trim. II. Metal Wall System over Metal Stud Framing at Pop-out Wall in Performing Arts f) Install 24 Ga. Pre-finished Steel 16” MBCI Designer Series Panel (MP-2) with corresponding closure, sealant, and accessories according to the manufacturer’s installation instructions. Vertical Installation. (Ref. to shop drawings elevations) g) Install 24 Ga. pre-finished Steel j-trims, base trim, corner trims, and any wall-related flashing and trim. Note: Wall panels installer to coordinate with hat channel manufacturer for the installation | 07 41 13 - STANDING SEAM METAL ROOF SYSTEM 07 42 13 - METAL WALL PANELS AND SOFFIT 07 62 00 - SHEET METAL FLASHING AND TRIM | Standing Seam Metal Roof Panels Soprema Sopra-iso Flat Polyiso Insulation Carlisle WIP 300 HT Underlayment MBCI SuperLok Panel Pre-finished Steel Gutter Straps Edge Flashing Downspouts Counterflashing Expansion Joint Tie-in Formed Metal Wall Panels MBCI Masterline 16 Panel Designer Series Panel Shadow Rib Fluted Panel FW-120-2 with Beads Panel J-trims Base Trim Drip Edge Corner Trims
QuikTrip #7250, MS |  | Esteban V | Roofing Solutions | 806 Hwy 49 South Richland, MS 39218 | The McIntosh Group, LLC | N/A | TAPER | VERSICO | I. Section 075423 - Thermoplastic Polyolefin (TPO) Roofing a) Manufacturer’s Assembly Letter b) Versico VersiWeld TPO Reinforced Membrane Data Sheet c) Versico VersiWeld TPO Reinforced Membrane SDS d) Versico HPV-XL Fasteners and HPV-XL Plates Data Sheet e) Versico VersiWeld TPO Heat Weldable Walkway Rolls Data Sheet f) Versico TPO Clear Cut-Edge Sealant Data Sheet g) Versico TPO Clear Cut-Edge Sealant SDS h) Versico Universal Single-Ply Sealant Data Sheet i) Versico Universal Single-Ply Sealant SDS j) Versico Water Cut-Off Mastic G-500 Data Sheet k) Versico Water Cut-Off Mastic G-500 SDS l) Versico Weathered Membrane Cleaner Data Sheet m) Versico Weathered Membrane Cleaner SDS n) Versico White One-Part Pourable Sealer Data Sheet | section 075423 - Thermoplastic polyolefin Section 072113 Roof insulation data | Thermoplastic Polyolefin (TPO) Roofing Versico VersiWeld TPO Reinforced Membrane HPV-XL Fasteners and HPV-XL Plates TPO Heat Weldable Walkway Rolls TPO Clear Cut-Edge Sealant Universal Single-Ply Sealant Water Cut-Off Mastic G-500 Weathered Membrane Cleaner White One-Part Pourable Sealer SDS (Safety Data Sheet)
GC LSU West Campus Apartments Building #5 Roof Repairs |  | Andrea M | Roofing Solutions | BATON ROUGE, LA 70802 | BOARD OF SUPERVISORS OF LSU AND AGRICULTURAL AND MECHANICAL COLLEGE | 62 | TILE UNDERLAYMENT | MID-STATES | CLAY TILES ROOF SYSTEM SUMMARY Section 073200 – Tile Roofing I. Clay Tile Roof System over existing T&G wood decking. a) Remove existing clay tile roof and felts. b) Inspect the existing T&G wood decking and replace damaged as required with matching material. c) Install Mid-States Asphalt QUIK-Stick HT Self-Adhering Underlayment over the entire deck. d) Install Mid-States Asphalt UL #30 Felt w/ plastic cap nails over the entire underlayment. e) Install 6” strip of Mid-States Asphalt QUIK-Stick HT Self-Adhering Underlayment at valleys, rakes and eaves. f) Install wind clips. g) Reinstall the existing tiles and replace the damaged ones w/ Ludowici 13 ¼” Spanish “S” Style (color and profile to match existing) w/ 305 stainless steel #8 screw. h) Install lead flashing at pipe penetrations. i) Install 16 oz. copper roof related flashing and trim. j) Install 16 oz. copper gutters and downspouts, match existing size and profile. k) Install 16 oz. copper vent cap and vent flue. l) Install concrete splash blocks at downspout discharge. m) Install pressure-treated wood blocking as needed. | 07 32 00 - TILE ROOFING 07 62 00 - SHEET METAL FLASHING AND TRIM | Clay Tile Roof System Tile Roofing T&G Wood Decking Mid-States Asphalt QUIK-Stick HT Self-Adhering Underlayment UL #30 Felt Plastic Cap Nails Valleys Rakes Eaves Wind Clips Ludowici Spanish "S" Style Stainless Steel #8 Screw Lead Flashing Copper Flashing Copper Gutters Downspouts Vent Cap Vent Flue Pressure-treated Wood Blocking | *
Additions & Renovations to McCoy Elementary School | READY | Manrique | Roofing Solutions | 1835 SCHOOL DRIVE, YAZOO CITY, MS 39194 | JH&H ARCHITECTS/PLANNERS/INTERIOR PA | 843 | SBS | POLYGLASS | SBS ROOF SYSTEM SUMMARY Section 075200 – Modified Bituminous Membrane Roof System I. Modified Bituminous Membrane Roof System Overlay Existing SBS Membrane Roof @ Existing Building. A. Prepare existing SBS membrane roof. B. Hot-Mop JM DynaBase (Base Ply) w/ Valero Type IV Asphalt. C. Hot-Mop JM DynaLastic 180 FR (Cap Ply) w/ Valero Type IV Asphalt. D. Torch-apply JM DynaWeld Base (Base Flashing and Stripping Ply). E. Torch-apply JM DynaWeld Cap 180 (Cap Flashing). F. Demo existing drain sumps and patch with new tapered insulation and cover board. G. Install JM PermaFlash Liquid Flashing System at all roof drains and pipe penetrations. II. Modified Bituminous Membrane Roof System Over Metal Deck @ New Building B, C and D. A. Mechanically fasten the following materials with JM #15 High Load Fasteners and JM 3” UltraFast Round Metal Plates: • (1) Layer of 2.5” JM Enrgy 3 Flat Polyiso Insulation. • (1) Layer of 2” JM Enrgy 3 Flat Polyiso Insulation. • ¼” JM Enrgy 3 Tapered Polyiso Insulation • ½” JM Enrgy 3 Tapered Polyiso Insulation (Crickets). • ½” Georgia-Pacific Densdeck Prime Roof Board (Cover Board). B. Hot-Mop JM DynaBase (Base Ply) w/ Valero Type IV Asphalt. C. Hot-Mop JM DynaLastic 180 FR (Cap Ply) w/ Valero Type IV Asphalt. D. Torch-apply JM DynaWeld Base (Base Flashing and Stripping Ply). E. Torch-apply JM DynaWeld Cap 180 (Cap Flashing). F. Install JM PermaFlash Liquid Flashing System at all roof drains and pipe penetrations. | 07 52 00 - MODIFIED BITUMINOUS MEMBRANE | SBS Roof System Modified Bituminous Membrane Existing SBS Membrane Roof Overlay Valero Type IV Asphalt Torch Application Tapered Polyiso Insulation Pre-finished Steel Fascia Gravel Stop Drip Edge Roof Walkway Pads Box Gutter Downspouts Concrete Splash Block Roof Drain Sumps | JM DynaBase JM DynaLastic 180 FR Valero Type IV Asphalt JM DynaWeld Base JM DynaWeld Cap 180 24ga. pre-finished steel sheet metal flashing & trim JM High Load Fasteners JM UltraFast Plates JM ENRGY3 Flat & Tapered Polyiso insulation Georgia-Pacific DensDeck Prime Roof Board | https://www.jm.com/content/dam/jm/global/en/commercial-roofing/Data%20sheets/SBS%20Data%20Sheets/RS-4111_DynaBase.pdf https://www.jm.com/content/dam/jm/global/en/commercial-roofing/Data%20sheets/SBS%20Data%20Sheets/RS-4107_DynaLastic180FR.pdf https://flbea.com/wp-content/uploads/valero_technical-data-sheet.pdf https://www.jm.com/content/dam/jm/global/en/commercial-roofing/Data%20sheets/SBS%20Data%20Sheets/RS-4388_DynaWeldBase.pdf https://www.jm.com/content/dam/jm/global/en/commercial-roofing/Data%20sheets/SBS%20Data%20Sheets/RS-4245_DynaWeldCap180.pdf https://www.pac-clad.com/wordpress2021/wp-content/uploads/2023/03/PAC-CLAD-Product-Data-Flashing-and-Sheet-Metal.pdf https://www.jm.com/content/dam/jm/global/en/commercial-roofing/Data%20sheets/Fastener%20Data%20Sheets/RS-7108-F_HighLoadFastenersandPlates.pdf https://www.jm.com/content/dam/jm/global/en/commercial-roofing/Data%20sheets/Fastener%20Data%20Sheets/RS-7099-P_UltrafastFastenersPlates.pdf https://www.jm.com/content/dam/jm/global/en/commercial-roofing/Data%20sheets/Insulation/RS-5137_ENRGY3rsPolyisocyanurateRoofInsulation.pdf https://buildgp.com/wp-content/uploads/2019/01/DensDeck_Prime_Submittal.pdf | JM 1-Part PermaFlash JM PermaFlash Scrim JM DynaTred Walkway | https://www.jm.com/content/dam/jm/global/en/commercial-roofing/Data%20sheets/Liquid%20Applied/1-Part-PermaFlash-Data-Sheet.pdf https://www.jm.com/content/dam/jm/global/en/commercial-roofing/Data%20sheets/Liquid%20Applied/PermaFlash%20System/PermaFlash%20Scrim%20Data%20Sheet.pdf https://www.jm.com/content/dam/jm/global/en/commercial-roofing/Data%20sheets/SBS%20Data%20Sheets/RS-4117_DynaTredWalkway.pdf
All Star Hyundai, Baton Rouge, LA | READY | Manrique | Roofing Solutions | AIRLINE HIGHWAY BATON ROUGE, LOUISIANA 70809 | CRESS & LOPRESTO ARCHITECTS L.L.C | 140 | TPO | CARLISLE | I. TPO Roof System over structurally sloped steel deck. a) Mechanically fasten the following materials w/ Carlisle HP-X #15 fasteners and Carlisle 3" Insulation Fastening Plates: - (1) Layer of 2” Carlisle Insulbase flat Polyiso Insulation - (1) Layer of 2” Carlisle Insulbase flat Polyiso Insulation - 1/2” Slope Carlisle Insulbase Tapered Polyiso Insulation (crickets) - 1/2" Georgia-Pacific Densdeck Prime Roof Board Coverboard b) Adhere Carlisle Sure-Weld TPO 60-Mil Reinforced Membrane (field and flashing) W/ Carlisle Sure- Weld TPO Bonding Adhesive. c) Install Carlisle Sure-Weld TPO Walkway Rolls around all rooftop equipments, access doors, and roof hatch. d) Install Carlisle Sure-Weld TPO Cut-Edge Sealant at all exposed membrane edges. e) Install Carlisle Universal Single-Ply Sealant, Carlisle Sure-Weld TPO Pipe Boot, Carlisle Sure-Weld TPO T-Joint Covers and Carlisle Sure-Weld TPO Universal Corners as needed. h) Install (1) Roof Hatch W/ Safety Post and Safety Railing. | 07 54 00 - THERMOPLASTIC POLYOLEFIN ROOFING SYSTEM | TPO Roof System Structurally Sloped Steel Deck Membrane TPO Bonding Adhesive TPO Walkway Rolls Cut-Edge Sealant Universal Single-Ply Sealant TPO Pipe Boot T-Joint Covers Universal Corners Pre-finished Aluminum Counter Flashing Pre-finished Aluminum Coping Cap Overlap Joint Roof Hatch Safety Post Safety Railing | Carlisle HP-X Fasteners and Piranha Plates Carlisle InsulBase Polyiso Insulation Carlisle InsulBase Tapered Polyiso Insulation Georgia-Pacific Densdeck Prime Roof Board Carlisle Sure-Weld TPO Reinforced Membrane Carlisle Sure-Weld TPO Bonding Adhesive 0.032” pre-finished aluminum sheet metal flashing & trim | https://www.carlislesyntec.com/Document-Viewer/hp-x-fasteners-and-piranha-plates-product-data-sheet/Vn9KQEdI3U2aqyjZSvKxtg https://www.carlislesyntec.com/Document-Viewer/insulbase-polyiso-insulation-product-data-sheet/6lrw_8wJikaN0ad7stxZzA https://www.carlislesyntec.com/Document-Viewer/insulbase-tapered-polyiso-product-data-sheet-pds/FgPWzegosEeTNDdst0AtEw https://buildgp.com/wp-content/uploads/2019/01/DensDeck_Prime_Submittal.pdf https://www.carlislesyntec.com/Document-Viewer/sure-weld-tpo-reinforced-membrane-product-data-sheet/Nspdssv8T0KTm5zt1ygTOw https://www.carlislesyntec.com/Document-Viewer/sure-weld-tpo-bonding-adhesive-product-data-sheet-pds/CSGA_32yTk2XUKDDjb8y7w https://www.pac-clad.com/wordpress2021/wp-content/uploads/2023/03/PAC-CLAD-Product-Data-Flashing-and-Sheet-Metal.pdf | Carlisle Sure-Weld TPO Walkway Rolls Carlisle Sure-Weld TPO Cut-Edge Sealant Carlisle Universal Single-Ply Sealant Carlisle Water Cut-Off Mastic Carlisle Sure-Weld TPO Pipe Seals Carlisle Sure-Weld TPO T-Joint Covers Carlisle Sure-Weld TPO Corners | https://www.carlislesyntec.com/Document-Viewer/sure-weld-tpo-walkway-rolls-pds/cSJeRpJCB066dZLESLYhuQ https://www.carlislesyntec.com/Document-Viewer/tpo-cut-edge-sealant-product-data-sheet-pds/xlfznP-YB0u1VaRPn-bMMA https://www.carlislesyntec.com/Document-Viewer/universal-single-ply-sealant-product-data-sheet/U_LGSExiDUWTcrilOcP9sw https://www.carlislesyntec.com/Document-Viewer/water-cut-off-mastic-product-data-sheet-pds/v7-OwH7EX0mzluu93bmw8Q https://www.carlislesyntec.com/Document-Viewer/sure-weld-tpo-pipe-seals-product-data-sheet-pdstdb/GiiMZ9cyJUKssnFLkUy80g https://www.carlislesyntec.com/Document-Viewer/sure-weld-tpo-t-joint-covers-product-data-sheet-pds/7Ursyy56-EuU48wFVunkCA https://www.carlislesyntec.com/Document-Viewer/sure-weld-tpo-universal-corners-product-data-sheet-pds/TvRIMX50TE6qtnT3m9lMzw
AutoNation Honda at Bel Air, Mobile, AL-2nd |  | Ivania G | Roofing Solutions | 1175 EAST INTERSTATE 65 SERVICE RD S, MOBILE, AL 36606. | YSM DESIGN P.C. | 109 | TPO | HOLCIM ELEVATE | Section 07 5422 – Thermo-plastic Polyolefin Roofing (TPO) I. TPO Roof System over existing metal deck a) Mechanically attach the following materials w/ Heavy-Duty Fastener and 3” Insulation Fastening Plates: • (2) Layers of 2.5” Holcim Elevate Isogard GL Polyiso Insulation Flat Sheets. • 1/2” Slope Holcim Elevate Isogard GL Polyiso Insulation Tapered Sheets (Crickets). • 1/2” GAF Structodeck HD w/ Primed Red Coating. b) Mechanically attach the following materials w/ Heavy-Duty Fastener and 2-3/8” HD Seam Plates: • Holcim Elevate UltraPly TPO 60-mil Membrane (Field). c) Install Holcim Elevate UltraPly TPO 60-mil Membrane (Vertical Flashings) w/ Holcim Elevate UltraPly Bonding Adhesive. d) Install Holcim Elevate UltraPly TPO QuickSeam Flashing 5.5” Cover Tape at the gutter roof edge. e) Apply Holcim Elevate Single-Ply QuickPrime Primer over TPO membranes and metals. f) Apply Holcim Elevate UltraPly TPO General Purpose Sealant as needed. g) Install Holcim Elevate UltraPly QuickSeam T-Joint Patch. h) Install Elevate UltraPly TPO Inside / Outside Corner. i) Install Elevate UltraPly TPO Walkway Pad where required. j) Install 0.040 Ga. Pre-Finished Aluminum Copings, Drip Edges, and any other roof related flashing and trim (check for the custom form copings) (shop fab). | 07 54 22 - THERMOPLASTIC POLYOLEFIN ROOFING SYSTEM 07 62 00 - SHEET METAL FLASHING AND TRIM | Thermo-plastic Polyolefin Roofing TPO Roof System Existing Metal Deck Mechanically Attach Heavy-Duty Fastener Insulation Fastening Plates Holcim Elevate Isogard GL Polyiso Insulation Structodeck HD Primed Red Coating HD Seam Plates UltraPly TPO 60-mil Membrane Vertical Flashings Bonding Adhesive QuickSeam Flashing Cover Tape QuickPrime Primer General Purpose Sealant QuickSeam T-Joint Patch Walkway Pad Pre-Finished Aluminum Copings
Campus Federal Credit Union - Siegen Lane |  | Bernardo | Roofing Solutions | 6108 SIEGEN LANE, BATON ROUGE, LA 70809 | LARSON KARLE ARCHITECTS | 217 | TPO | GAF | TPO ROOF SYSTEM SUMMARY Section 075400 – Thermoplastic Membrane Roofing I. TPO Roof System over sloped 22 ga. Galvanized Metal Roof Deck @ 2nd floor West Canopy, East Canopy, South Canopy. a) Mechanically attach (1) layer of 1.5” GAF EnergyGuard Flat Polyiso Insulation + ½” slope GAF EnergyGuard Tapered Polyiso Insulation (crickets) w/ GAF #12 Drill-Tec Fastener and GAF 3” Drill- Tec Steel Plate. b) Install GAF EverGuard TPO 60-mil Membrane (Field and Flashings) (color Tan) w/ GAF EverGuard TPO Low VOC Bonding Adhesive. c) Install 6” GAF EverGuard TPO Cover Tape at roof edges. d) Install #12 GAF Drill-Tec Fastener and GAF 3” Drill-Tec Steel Plate @ 12” O.C. at field membrane wall terminations. e) Install Termination Bar w/ Sealant fastened @ 12” O.C. at flashing membrane wall terminations. f) Install 0.040” pre-finished aluminum drip edge, fascia and counter flashings w/ 6” overlap joint. II. TPO Roof System over flat Galvanized Metal Roof Deck @ Main Roof. a) Mechanically attach the following materials w/ / GAF #12 Drill-Tec Fastener and GAF 3” Drill Tec Steel Plate: - (1) layer of 2” GAF EnergyGuard Flat Polyiso Insulation - (1) layer of 2.5” GAF EnergyGuard Flat Polyiso Insulation - 1/4” slope GAF EnergyGuard Tapered Polyiso Insulation - 1/2” slope GAF EnergyGuard Tapered Polyiso Insulation (crickets) b) Install GAF EverGuard TPO 60-mil Membrane (Field and Flashings) (color Tan) w/ GAF EverGuard TPO Low VOC Bonding Adhesive. c) Install #12 GAF Drill-Tec Fastener and GAF 3” Drill-Tec Steel Plate @ 12” O.C. at field membrane wall terminations. d) Install Termination Bar w/ Sealant fastened @ 12” O.C. at flashing membrane wall terminations. e) Install GAF EverGuard Extreme TPO Vent Boot and #12 GAF Drill-Tec Fastener and GAF 3” Drill-Tec Steel Plate, 4 per penetrations, at all pipe penetrations. f) Install Termination Bar w/ Sealant fastened @ 6” O.C. at flashing membrane curb termination. g) Install 34”X34” GAF EverGuard TPO Walkway Pads at indicated areas only. h) Install 0.040” pre-finished aluminum coping cap and counter flashings w/ 6” overlap joint. i) Install (1) Roof Hatch w/ Safety Post. III. TPO Roof System over flat Concrete Roof Deck @ Roof Deck. a) Apply GAF SA Primer over the entire concrete deck. b) Install GAF SA Vapor Retarder over the entire primed concrete deck. c) Adhere the following materials w/ GAF Olybond500 Roofing Adhesive: - (1) layer of 2” GAF EnergyGuard Flat Polyiso Insulation - (1) layer of 2.5” GAF EnergyGuard Flat Polyiso Insulation - 1/4” slope GAF EnergyGuard Tapered Polyiso Insulation - 1/2” slope GAF EnergyGuard Tapered Polyiso Insulation (crickets) - 1/2" GAF EnergyGuard HD Polyiso Cover Board d) Install GAF EverGuard TPO 60-mil Membrane (Field and Flashings) (color Tan) w/ GAF EverGuard TPO Low VOC Bonding Adhesive. e) Install Termination Bar w/ Sealant fastened @ 12” O.C. at field membrane wall terminations (terminate field membrane at vertical wall). f) Install Termination Bar w/ Sealant fastened @ 12” O.C. at flashing membrane wall terminations. g) Install Termination Bar w/ Sealant fastened @ 6” O.C. at flashing membrane termination. h) Install 0.040” pre-finished aluminum counter flashings w/ 6” overlap joint. i) Install Paver System over TPO roof. METAL SINGLE SKIN WALL PANELS SYSTEM SUMMARY Section 074213 – Metal Wall Panels I. 8” wide Fascia Metal Wall Panels over 1/2" plywood sheathing. a) Install 0.040” pre-finished aluminum 8” ATAS Versa-Seam Wall Panel (1/4” reveal) (color Matte Ash Grey) according to manufacturer’s installation instructions. b) Install 0.040” pre-finished aluminum wall panel related flashing and trim. II. 10” wide Metal Wall Panels over 1/2" plywood sheathing. a) Install 1” Owens Corning Foamular 600 XPS Rigid Foam Insulation w/ cap-head nails @ 12” O.C. for perimeters and 16” O.C. for field, over the plywood sheathing. b) Install 18 ga. 1.5” Hat Channels @ 16” O.C. over the foam insulation. c) Install 0.040” pre-finished aluminum 10” ATAS Versa-Seam Wall Panel (1/4” reveal) (color Matte Ash Grey) according to manufacturer’s installation instructions. d) Install 0.040” pre-finished aluminum wall panel related flashing and trim. III. 12” wide Fascia Metal Wall Panels over 1/2" plywood sheathing. a) Install 0.040” pre-finished aluminum 12” ATAS Versa-Seam Wall Panel (1/4” reveal) (color Matte Ash Grey) according to manufacturer’s installation instructions. b) Install 0.040” pre-finished aluminum wall panel related flashing and trim. ALUMINUM COMPOSITE PANELS SYSTEM SUMMARY Section 074213 – Metal Wall Panels I. ACM Panels over 1/2" plywood sheathing. a) Install Alusystems Series 40 – Rainscreen Aluminum Composite Wall Panels using Reynobond 4mm FR Core material (color Frisco White) according to manufacturer’s installation instructions. b) Install aluminum attachment clips, fasteners and sealant related to ACM panels. c) Install 0.040” pre-finished aluminum flashing and trim related to ACM panels STANDING SEAM METAL ROOF SYSTEM SUMMARY Section 074113 – Metal Panel I. Standing Seam Metal Roof over sloped 18 ga. Galvanized Metal Roof Deck @ Drive-Up Roof. a) Install 1/2" pressure-treated plywood sheathing over the entire metal roof deck. b) Install Mid-States Asphalt Quik-Stick HT Pro Self-Adhering Underlayment over the entire plywood sheathing. c) Install 0.040” pre-finished aluminum 16” Pac-Clad Tite-Loc Plus (with striations) Roof Panel according to manufacturer’s installation instructions. d) Install 0.040” pre-finished aluminum eave flashing, high eave flashing and rake flashing. e) Install 0.050” pre-finished aluminum 8”x8” box gutter. f) Install 0.050” pre-finished aluminum 6”x6” downspout. g) Install gutter expansion joint wherever gutter length is over 50 feet. II. Standing Seam Metal Roof over sloped Galvanized Metal Roof Deck @ Main Roof. a) Mechanically attach the following materials w/ GAF #12 Drill-Tec Fastener and GAF 3” Drill Tec Steel Plate: - (1) layer of 2” GAF EnergyGuard Flat Polyiso Insulation - (1) layer of 2.5” GAF EnergyGuard Flat Polyiso Insulation - 1/2" pressure-treated plywood sheathing b) Install Mid-States Asphalt Quik-Stick HT Pro Self-Adhering Underlayment over the entire plywood sheathing. c) Install 0.040” pre-finished aluminum 16” Pac-Clad Tite-Loc Plus (with striations) Roof Panel according to manufacturer’s installation instructions. d) Install 0.040” pre-finished aluminum eave flashing, high eave flashing and rake flashing. e) Install 0.050” pre-finished aluminum 10”x10” box gutter. f) Install 0.050” pre-finished aluminum 8”x8” downspout. g) Install gutter expansion joint wherever gutter length is over 50 feet. | 07 54 22 - THERMOPLASTIC POLYOLEFIN ROOFING SYSTEM 07 62 00 - SHEET METAL FLASHING AND TRIM 07 41 13 - STANDING SEAM METAL ROOF SYSTEM 07 42 13 - FORMED METAL WALL PANELS | TPO Roof System GAF EnergyGuard Insulation Drill-Tec Fastener EverGuard TPO Membrane Low VOC Bonding Adhesive Cover Tape Termination Bar Prefinished Aluminum Dektite Pipe Boots Sloped Metal Roof Deck Flat Metal Roof Deck Olybond500 Roofing Adhesive Roof Hatch Safety Post SA Vapor Retarder HD Polyiso Cover Board Paver System Versa-Seam Wall Panel Owens Corning Foamular Insulation ACM Panels
GC Baptist Church Retrofit Roofing |  | Felipe | Roofing Solutions | CHICOT PARK RD. VILLE PLATTE, LA 70586 | IDEAL STEEL | 249 | TPO | CARLISLE | I. TPO Roof over existing metal roof panel @ GC Baptist Church Roof a) a) Mechanically fasten the following down to deck w/ Carlisle InsulFast Fastener #12 and Carlisle Insulation Fastening 3’’Plates: - 3 layers of ½’’ Carlisle Insulbase Polyiso Insulation over existing metal roof - 1 layer of ½’’ Carlisle Coverboard Data Sheet b) Install Carlisle Sure- Weld TPO Bonding Adhesive: - Carlisle Sure- Weld TPO Reinforced Membrane c) Install Carlisle Sure- Weld TPO Bonding Adhesive d) Install Carlisle Sure- Weld TPO roof- related accessories as per Manufactures’ instructions. - Carlisle Sure- Weld TPO T-Joint Covers - Carlisle Sure- Weld TPO Inside Corners - Carlisle Sure- Weld TPO Outside Corners - Carlisle Sure- Weld TPO Pipe Seals e) Install Carlisle Sure- Weld TPO Coated Metal as per Manufactures’ instructions. f) Install Carlisle Weathered Membrane Cleaner | 07 54 22 - THERMOPLASTIC POLYOLEFIN ROOFING SYSTEM | TPO Roof Existing Metal Roof Panel GC Baptist Church Roof Carlisle InsulFast Fastener #12 Carlisle Insulation Fastening 3’’ Plates Carlisle Insulbase Polyiso Insulation Carlisle Coverboard Data Sheet Carlisle Sure-Weld TPO Bonding Adhesive Carlisle Sure-Weld TPO Reinforced Membrane Roof-Related Accessories T-Joint Covers Inside Corners Outside Corners Pipe Seals Coated Metal Manufacturers' Instructions Weathered Membrane Cleaner Mechanically Fasten Install GC Baptist Church
GC Bissonet Plaza Elementary School Class Roof Rpl |  | Roberto M | Roofing Solutions | 6818 KAWANEE AVE, METAIRIE, LA 70003 | HOLLY & SMITH ARCHITECTS | 296 | TPO | GAF | TPO SYSTEM SUMMARY Section 07 54 23 – THERMOPLASTIC POLYOLEFIN (TPO) ROOFING I. TPO Roof System over concrete roof deck to remain a) Remove existing roof down to concrete roof deck b) Patch/Repair 12'x12'x3" Concrete Deck where damaged/deteriorated areas w/ SikaTop-122 Plus polymermodified, portland cement mortar. c) Infill voids and gaps at deck @ existing penetrations with sealant and/or expansion foam d) Prime concrete deck w/ GAF Matrix 307 Premium Asphalt Primer e) Hot mop the following materials w/ Valero Type IV Asphalt: - (1) Layer of 1.5” GAF EnergyGuard Flat Polyiso Insulation - 1/8” Sloped GAF EnergyGuard Tapered Polyiso Roof Insulation - 1/4” Sloped GAF EnergyGuard Tapered Polyiso Roof Insulation (crickets) - 1/2" Georgia-Pacific Densdeck Prime Roof Board Coverboard f) Adhere GAF 60-mil EverGuard TPO Fleece-back Roof Membrane (Field) w/ OMG OlyBond 500 Insulation Adhesive g) Adhere GAF 60-mil EverGuard TPO Roof Membrane (Flashing) w/ GAF EverGuard 1121 TPO Bonding Adhesive h) Install a strip of 8" GAF 60-mil EverGuard TPO Roof Membrane (Flashing) at roof edges i) Install GAF EverGuard TPO UN-55 Detailing Membrane j) Install GAF EverGuard TPO walkway roll k) Install GAF TPO universal corner l) Install GAF TPO T joint patch m) Install GAF EverGuard TPO cut edge sealant @ fleece-back membrane cuts n) Install GAF EverGuard TPO primer o) Install GAF EverGuard TPO seam cleaner p) Install GAF EverGuard TPO vent boot @ all pipe penetrations q) Install GAF EverGuard TPO pourable sealer pocket & one-part pourable sealant @ pitch pockets r) Install GAF Water-Block Sealant s) Install 24 Ga. stainless steel rain collar @ pitch pocket t) Existing roof hatch to remain u) Install Soprema Lastobond HT Self-Adhering Roofing Underlayment and WR Meadows Ceramar flexible foam expansion joint filler @ EJ v) Install pressure-treated wood blocking as needed w) Install OMG OlyFLow Hercules Retro Drain only if missing. Verify in field condition, location and sizes x) Replace Cast Iron Strainer only if missing. Verify in field condition, location and sizes y) Install 3/8” diameter Hilti HAS Threaded Rods w/ Hilti HIT-RE 500 V3 Cartridge @ 16" O.C. (Max) @ roof edges and skylight curb first wood blocking row z) Install 24 Ga. Prefinished Steel counterflashing, expansion joint cover & equipment curb cover aa) Install GAF EverGuard TPO Coated Metal scupper and raised perimeter edge flashings bb) Install 24 GA stainless steel umbrella with stainless steel drawband @ steel pipe penetrations cc) Install Dura-Block Rooftop Solutions, DB10 Series pipe supports where piping is sagging or touching the roof membrane dd) Install Portals Plus ER-2A Style equipment rails @ existing A/C unit ee) Install 24 Ga. stainless steel roof vent cap @ indicated areas ff) Install 43” x 43” CEC2 Wasco Skylights, Curb-Mounted Double Dome Skylight, EcoSky Satin Sky Over Clear Acrylic | 07 54 23 - THERMOPLASTIC POLYOLEFIN ROOFING SYSTEM 07 62 00 - SHEET METAL FLASHING AND TRIM | TPO Roof System Thermoplastic Polyolefin Concrete Roof Deck Roof Removal Concrete Patching Asphalt Primer Polyiso Insulation Tapered Insulation Coverboard TPO Membrane Roof Flashing Roof Edge Walkway Roll Detailing Membrane Seam Cleaner Vent Boot Pourable Sealant Expansion Joint Filler Roof Drain Skylights
GC Bus Barn Reroofing for Copiah County School District |  | Roberto M | Roofing Solutions | 254 WEST GALLATIN STREET, HAZLEHURST, MS 39083 | CARL FREILER NOBLES ARCHITECT | 54 | TPO | CARLISLE | SBS ROOF SYSTEM SUMMARY Section 07540 – ELASTIC SHEET ROOFING- ADHERED (WHITE MEMBRANE) I. I. TPO Roof System over a structurally sloped wood deck @ main building, north addition building, canopy. a) Replace 320 square feet of damaged and deteriorated pieces of ¾” CDX plywood roof decking or ¾” roof framing boards. b) Mechanically fasten the following materials w/ Carlisle HP-X #15 fasteners and Carlisle 3" Insulation Fastening Plates: - (1) Layer of 1 1/2” Carlisle Insulbase Flat Polyiso Insulation. - 1/4" Georgia-Pacific Densdeck Prime Roof Board Coverboard. c) Adhere Carlisle Sure-Weld TPO APEEL 60-Mil Reinforced Membrane (field and flashing) W/ Carlisle Sure-Weld TPO Bonding Adhesive. d) Install Carlisle Sure-Weld TPO Cut-Edge Sealant at all exposed membrane edges. e) Install Carlisle Sure-Weld TPO Pressure-Sensitive 6” Cover Strip at roof edges. f) Install Carlisle APEEL Cover Tape, Carlisle Universal Single-Ply Sealant, Carlisle Sure-Weld TPO Pipe Boot, Carlisle Sure-Weld TPO T-Joint Covers, Carlisle Water Cut-Off Mastic, and Carlisle Sure- Weld TPO Universal Corners as needed. g) Install pressure-treated wood blocking as needed. h) Install Dayton Power Vents Model 4YC90G w/ Speed Control Model 1DGV3. i) Install Dayton Roof Curb Model 4HX47G. j) Install concrete splash blocks where downspouts discharge onto the ground. k) Install 24 Ga. Prefinished steel edge flashing and counterflashing. l) Install 24 Ga. Prefinished steel 6”x 6” box gutter and 4”x 4” downspouts. m) Install new pressure-treated wood 3/8” T1-11 siding on the north end of the building gable where transited siding was removed. | 07 52 00 - MODIFIED BITUMINOUS MEMBRANE 07 62 00 - SHEET METAL FLASHING AND TRIM | SBS Roof System Elastic Sheet Roofing White Membrane TPO Roof System Structurally Sloped Wood Deck CDX Plywood Roof Framing Boards Insulbase Flat Polyiso Insulation Densdeck Prime Roof Board Sure-Weld TPO APEEL Reinforced Membrane Bonding Adhesive Cut-Edge Sealant Pressure-Sensitive Cover Strip Cover Tape Single-Ply Sealant Pipe Boot T-Joint Covers Water Cut-Off Mastic Prefinished Steel Edge Flashing
GC Kitchen Roof Replacement, Fort Payne, AL |  | Roberto M | Roofing Solutions | 4111 WILLIAMS AVENUE NORTHEAST, FORT PAYNE, AL 35967 | STEPHEN WARD &ASSOCIATES, INC | 42 | TPO | VERSICO | TPO ROOF SYSTEM SUMMARY Section 075400 – Thermoplastic Membrane Roofing (TPO) I. TPO Roof System over existing SBS roof system and Metal Deck @ Roof A. a) Remove existing SBS roof System down to the wood fiber cover board. b) Mechanically attach the following materials w/ Versico HPV Fastener and Versico HPVX-Plates: • (1) layer of 1.5” Versico VersiCore Flat Polyiso Insulation. • 1/2” Sloped Versico VersiCore Tapered Polyiso Insulation (Crickets only). • 1/2” USG Securock Gypsum-Fiber Roof Board (Cover Board). c) Adhere Versico Versiweld TPO Reinforced 60-mil Membrane (Field and Flashing) w/ Versico VersiWeld Bonding Adhesive. d) Terminate field membrane vertically w/ Versico HPV Fastener and Versico HPVX-Plate @ 12” O.C. max. e) Install Versico Metal Termination Bar w/ Versico Zin Nail-In Anchor @ 6” O.C. MAX. w/ Versico G- 500 CM Water Cut-Off Mastic behind the fastening bar at wall flashings. f) Install Versico TPO Universal Corners, Versico VersiWeld Molded Sealant Pockets, Versico VersiWeld TPO Non-Reinforced Flashing Membrane, Versico VersiWeld TPO Pipe Seals, Versico VersiWeld TPO T Joint Covers as needed. g) Install Versico Clear Cut-Edge Sealant at membrane flashing termination. h) Apply Versico Low-VOC Membrane Cleaner as needed. i) Install 24 Ga. pre-finished steel counter flashing, downspouts, gutters, and any roof-related flashings. II. TPO Roof System over existing plywood deck @ Roof B. j) Remove existing metal roof down to the plywood deck. k) Mechanically attach Versico SureMB Vented Base Sheet over the plywood deck w/ Versico Dual Prong Base Sheet Fasteners. l) Mechanically attach 1/2” USG Securock Gypsum-Fiber Roof Board (Cover Board) w/ Versico HPV Fastener and Versico HPVX-Plates m) Adhere Versico Versiweld TPO Reinforced 60-mil Membrane (Field and Flashing) w/ Versico VersiWeld Bonding Adhesive. n) Terminate field membrane vertically w/ Versico HPV Fastener and Versico HPVX-Plate @ 12” O.C. max. o) Install Versico Metal Termination Bar w/ Versico Zin Nail-In Anchor @ 6” O.C. MAX. w/ Versico G- 500 CM Water Cut-Off Mastic behind the fastening bar at wall flashings. p) Install Versico TPO Universal Corners, Versico VersiWeld TPO T Joint Covers as needed. q) Install Versico Clear Cut-Edge Sealant at membrane flashing termination. r) Apply Versico Low-VOC Membrane Cleaner as needed. a) Install 24 Ga. pre-finished steel counter flashing, downspouts, gutters, and any roof-related flashings. | 07 54 23 - THERMOPLASTIC POLYOLEFIN ROOFING SYSTEM 07 62 00 - SHEET METAL FLASHING AND TRIM | TPO Roof System Section 075400 Thermoplastic Membrane Roofing Existing SBS Roof System Metal Deck Roof A Remove Versico HPV Fastener Versico VersiCore Flat Polyiso Insulation Sloped Versico VersiCore Tapered Polyiso Insulation USG Securock Gypsum-Fiber Roof Board Versico Versiweld TPO Reinforced 60-mil Membrane Versico VersiWeld Bonding Adhesive Field Membrane Metal Termination Bar Versico Zin Nail-In Anchor Versico G-500 CM Water Cut-Off Mastic Versico TPO Universal Corners Clear Cut-Edge Sealant Pre-finished Steel Counter Flashing
GC Lake Vista Comm Ctr Roof Renov Rebid |  | Roberto M | Roofing Solutions | 6500 SPANISH FORT BLVD, NEW ORLEANS, LA 70124 | NEW ORLEANS DESIGN GROUP, INC | 162 | TPO | GAF | TPO ROOF SYSTEM SUMMARY Section 075423 – TPO Roofing System I. TPO Roof System Over Existing Concrete Deck @ East and West Wing. II. A. Demo existing membrane roof system down to existing roof deck. B. Adhere 1/4” Slope GAF EverGuard Taper Polyiso Roof Insulation (Starting at “Y” Board) with GAF OlyBond 500 Insulation Adhesive. C. Adhere 1/4” Georgia-Pacific DensDeck Prime Roof Board cover board with GAF OlyBond 500 Insulation Adhesive. D. Adhere GAF EverGuard TPO 60-mil Roof Membrane (Field and Flashing) with GAF EverGuard 1121 Bonding Adhesive. E. Install field fabricated expansion joint with 12” strip of GAF EverGuard TPO 60-mil Roof Membrane and Backer Rod at the opening. F. Install GAF EverGuard TPO UN-55 Detailing Membrane. G. Install GAF MajorSeal Liquid Flashing System @ low sill door flashing with the following materials: - Prime surface with GAF TPO Red Primer. - GAF MajorSeal Liquid Flashing (Base Coat). - GAF United Coatings Roof Mate Fabric. - GAF MajorSeal Liquid Flashing (Top Coat). H. Install GAF TPO Universal Corner. I. Install GAF TPO T Joint Patch. J. Install GAF TPO Vent Boot at Pipe Penetrations. K. Install GAF Extreme TPO Pourable Sealer Pocket. L. Fill Pocket with GAF EverGuard TPO One-Part Pourable Sealant. M. Install GAF EverGuard TPO Cut Edge Sealant. N. Install GAF EverGuard TPO Primer. O. Install GAF EverGuard TPO Low VOC primer. P. Install GAF EverGuard TPO Seam Cleaner. Q. Install 24 Ga. Stainless Steel Counter Flashing and any other roof-related flashing and trim. R. Copper Ventilation Hoods to remain. S. Remove existing Stainless-Steel Parapet Caps and salvage for reinstallation, where damaged replace matching existing. T. Install 24 Ga. GAF EverGuard TPO Coated Metal overflow scupper. Clean out and recaulk joints at existing exterior copper scupper. | 07 54 23 - THERMOPLASTIC POLYOLEFIN ROOFING SYSTEM 07 62 00 - SHEET METAL FLASHING AND TRIM | TPO Roof System Existing Concrete Deck GAF EverGuard Taper Polyiso Roof Insulation GAF OlyBond 500 Insulation Adhesive Georgia-Pacific DensDeck Prime Roof Board GAF EverGuard TPO 60-mil Roof Membrane GAF EverGuard 1121 Bonding Adhesive Expansion Joint GAF EverGuard TPO UN-55 Detailing Membrane GAF MajorSeal Liquid Flashing System GAF TPO Red Primer GAF United Coatings Roof Mate Fabric GAF TPO Universal Corner GAF TPO T Joint Patch GAF TPO Vent Boot GAF Extreme TPO Pourable Sealer Pocket GAF EverGuard TPO One-Part Pourable Sealant GAF EverGuard TPO Cut Edge Sealant Stainless Steel Counter Flashing GAF EverGuard TPO Coated Metal Overflow Scupper | *
GC Partial Reroofing Starkville High School - West Wing |  | Roberto M | Roofing Solutions | 603 YELLOW JACKET DR, STARKVILLE, MS 39759 | ARCHITECTONICS, PLLC | 368 | TPO | FIRESTONE/ELEVATE | TPO ROOF SYSTEM SUMMARY Section 07523 – TPO Roofing System, 07721 – Prefabricated HVAC Structural Roof Curbs I. TPO Roof System over metal deck a) Mechanically attach w/ Firestone Pre-Assembled #12 fasteners and plate: • 1.5” Firestone IsoGard GL Flat Insulation. • 1/8" Slope Firestone IsoGard GL Tapered Insulation. • 1/4" Slope Firestone IsoGard GL Tapered Insulation (crickets). • 1/2" Georgia Pacific DensDeck Prime Roof Cover Board. b) Fully adhere Firestone UltraPly TPO Membrane w/ UltraPly Bonding Adhesive. c) Install Firestone Termination Bar and Firestone All-Purpose Fasteners w/ Insulation Fastening Plate @ 12” O.C. max. on Termination Wall Mounted. d) Apply Firestone SinglePly QuickPrime Primer, where needed. e) Apply Firestone UltraPly TPO General Purpose Sealant, where needed. f) Apply Firestone UltraPly TPO Cut Edge Sealant, where needed. g) Apply Firestone Water Block Seal (S-20), where needed. h) Install Firestone UltraPly TPO T-Joint Cover. i) Install Firestone UltraPly TPO Reinforced Curb Corner. j) Install Firestone UltraPly TPO Custom Pipe Boots. k) Install Firestone UltraPly TPO QuickSeam Flashing Tape, where needed. l) Install Firestone UltraPly TPO White Walkway Pad, where needed. m) Install Wood Blocking, where needed. n) Raised Curbs, as required. o) Install 24 ga. Pre-Finished steel counter flashing, drip edge, and any other roof-related flashing and trim. p) Install 24 ga. Pre-Finished steel 5”x6” Downspout w/ concrete Splash Blocks. q) Install 24 ga. Pre-Finished steel 6 1/4”x6 1/4” gutter. r) Install Metal-Era 0.050” Pre-Finished Aluminum 6 1/4" x 6 1/4" bracket, where needed. | 07 52 30 - TPO ROOF SYSTEM 07 72 10 - PREFABRICATED HVAC STRUCTURAL ROOF CURBS | TPO Roof System Metal Deck Firestone IsoGard GL Insulation Georgia Pacific DensDeck Prime UltraPly TPO Membrane UltraPly Bonding Adhesive Termination Bar Insulation Fastening Plate QuickPrime Primer General Purpose Sealant Cut Edge Sealant Water Block Seal T-Joint Cover Reinforced Curb Corner Custom Pipe Boots QuickSeam Flashing Tape White Walkway Pad Pre-Finished Steel Downspout Concrete Splash Blocks
GC Repair and Re-Roof of Health Department Building |  | Roberto M | Roofing Solutions | BUILDING 850 FORREST AVE, HATTIESBURG, MS 39407 | LANDRY LEWIS GERMANY ARCHITECTS, P.A. | 236 | TPO | GAF | TPO ROOF SYSTEM SUMMARY Section 07 54 23 – Fully Adhered TPO Roofing System I. TPO Roof System over existing metal deck @ Roof Areas 1 & 3 thru 13 a) Demo the entire existing roofing system down to deck b) Mechanically attach the following materials w/ GAF Drill-Tec Fastener #12 and Drill-Tec 3” Flat Steel Plate: • One layer of 2” GAF EnergyGuard Flat Polyiso Insulation. • 1/8” Sloped GAF EnergyGuard Tapered Polyiso Insulation. • 1/4” Sloped GAF EnergyGuard Tapered Polyiso Insulation (Crickets). • 1/2" GAF EnergyGuard HD Polyiso Insulation (Cover Board) c) Install GAF EverGuard TPO 60-mil Membrane (Field and Flashings) (color White) w/ TPO SBA 1121 Bonding Adhesive. d) Install #12 GAF Drill-Tec Fastener and GAF 3” Drill-Tec Steel Plate @ 12” O.C. at field membrane wall terminations. e) Install Termination Bar w/ Sealant fastened @ 12” O.C. at flashing membrane wall terminations. f) Install GAF TPO Universal Corner. g) Install GAF TPO T Joint Patch. h) Install GAF TPO 6” Cover Tape. i) Install GAF EverGuard TPO Cut Edge Sealant. j) Install GAF EverGuard TPO Primer. k) Install GAF EverGuard TPO Seam Cleaner. l) Install GAF EverGuard TPO Vent Boot. m) Install OMG termination bars as required n) Install Mid-States Asphalt Quick – Stick HT at top of parapets per plans. o) Install 24 Ga. Prefinished Steel Counterflashing, parapet cap flashing, drip edges, conductor heads, downspouts and any roof related flashing and trim. p) Install GAF EverGuard TPO 24 GA. TPO Coated metal scuppers. II. TPO Roof System over existing metal deck @ Roof Area 2 a) Demo the entire existing roofing system down to deck b) Mechanically attach the following materials w/ GAF Drill-Tec Fastener #12 and Drill-Tec 3” Flat Steel Plate: • One layer of 2” GAF EnergyGuard Flat Polyiso Insulation. • 1/4” Sloped GAF EnergyGuard Tapered Polyiso Insulation. • 1/2" GAF EnergyGuard HD Polyiso Insulation (Cover Board) c) Install GAF EverGuard TPO 60-mil Membrane (Field and Flashings) (color White) w/ TPO SBA 1121 Bonding Adhesive. d) Install #12 GAF Drill-Tec Fastener and GAF 3” Drill-Tec Steel Plate @ 12” O.C. at field membrane wall terminations. e) Install Termination Bar w/ Sealant fastened @ 12” O.C. at flashing membrane wall terminations. f) Install GAF TPO Universal Corner. g) Install GAF TPO T Joint Patch. h) Install GAF TPO 6” Cover Tape. i) Install GAF EverGuard TPO Cut Edge Sealant. j) Install GAF EverGuard TPO Primer. k) Install GAF EverGuard TPO Seam Cleaner. l) Install OMG termination bars as required m) Install 24 Ga. Prefinished Steel Counterflashing, drip edges, gutters, downspouts and any roof related flashing and trim. n) Install concrete splash blocks. | 07 54 23 - THERMOPLASTIC POLYOLEFIN ROOFING SYSTEM 07 62 00 - SHEET METAL FLASHING AND TRIM | TPO Roof System Metal Deck Roof Areas Demo GAF Drill-Tec Fastener Polyiso Insulation EnergyGuard Tapered Insulation Cover Board EverGuard TPO Membrane SBA 1121 Bonding Adhesive Termination Bar Universal Corner T Joint Patch Cover Tape Cut Edge Sealant Primer Seam Cleaner Vent Boot Prefinished Steel Scuppers | *
GC Reroofing Of Vaughn Road ES, Montgomery, AL |  | Roberto M | Roofing Solutions | 6425 WARES FERRY ROAD, MONTGOMERY, AL 36117 / 4407 VAUGHN ROAD, MONTGOMERY, AL 36106 | R. SCOTT WILIIAMS & ASSOCIATES | 109 | TPO | GAF | TPO ROOF SYSTEM SUMMARY Section 07540 – Membrane Roofing Fully Adhered TPO I. TPO Roof System over existing concrete deck @ both buildings a) Demo the entire existing roofing system down to deck. b) Prime the entire concrete deck w/ Matrix 307 Premium Asphalt Primer. c) Install Ruberoid 20 Smooth Membrane over primed concrete deck. d) Install the following materials w/ Valero Asphalt Type IV: • One layer of 2” GAF EnergyGuard Flat Polyiso Insulation (for both decks). • One layer of 2.0” GAF EnergyGuard Flat Polyiso Insulation (at flat roof deck). • One layer of 2.5” GAF EnergyGuard Flat Polyiso Insulation (at sloped roof deck). • 1/8” Sloped GAF EnergyGuard Tapered Polyiso Insulation (at flat roof deck). • 1/4” Sloped GAF EnergyGuard Tapered Polyiso Insulation (Crickets). • 5/8" Georgia-Pacific DensDeck StormX Prime Roof Board (Cover Board) e) Install GAF EverGuard TPO 60-mil Membrane (Field and Flashings) (color White) w/ TPO SBA 1121 Bonding Adhesive. f) Install Termination Bar w/ Sealant fastened @ 12” O.C. at flashing membrane wall terminations. g) Install GAF TPO Universal Corner. h) Install GAF TPO T Joint Patch. i) Install GAF TPO 6” Cover Tape. j) Install GAF EverGuard TPO Cut Edge Sealant. k) Install GAF EverGuard TPO Primer. l) Install GAF EverGuard TPO Seam Cleaner. m) Install GAF EverGuard TPO Vent Boot. n) Install OMG termination bars as required. o) Install GAF Everguard TPO Walkway Roll as required. p) Install 0.040” Prefinished Aluminum Counterflashing, expansion joints cap flashing, parapet cap, and any roof related flashing and trim. q) Install 16 Oz. Copper flashing @ Roof Top Units as required. r) Remove and reinstall existing roof hatch. | 07 54 00 - THERMOPLASTIC POLYOLEFIN ROOFING SYSTEM 07 62 00 - SHEET METAL FLASHING AND TRIM | TPO Roof System Concrete Deck Demo Matrix 307 Premium Asphalt Primer Ruberoid 20 Smooth Membrane GAF EnergyGuard Flat Polyiso Insulation Georgia-Pacific DensDeck StormX Prime Roof Board EverGuard TPO 60-mil Membrane TPO SBA 1121 Bonding Adhesive Termination Bar GAF TPO Universal Corner T Joint Patch Cover Tape Cut Edge Sealant Seam Cleaner Vent Boot OMG Termination Bars Walkway Roll Prefinished Aluminum Counterflashing Copper Flashing
Mercedes Downtown Service Center-3rd |  | Roberto M | Roofing Solutions | 1741 Poydras Street, New Orleans, LA 70112 | Rozas-Ward AIA Architects | 87.53 | TPO | GAF | I. TPO Roof System over sloped Metal Deck (by others) @ Showroom building, Parts building, and Carwash building. a) Mechanically attach the following materials w/ GAF Drill-Tec #12 Fastener and GAF Drill-Tec 3” Steel Insulation Plate: - (1) Layer of 4” GAF EnergyGuard Flat Polyiso Insulation - 1/2” slope GAF EnergyGuard Tapered Polyiso Insulation (crickets) - 1/4" Georgia-Pacific DensDeck Prime Roof Board (Cover Board). b) Adhere GAF EverGuard TPO 60-mil Membrane (Field) w/ GAF EverGuard 1121 Bonding Adhesive. c) Adhere GAF EverGuard TPO 60-mil Membrane (Flashing) w/ GAF EverGuard 1121 Bonding Adhesive. d) Install GAF EverGuard TPO Walkway Roll (Walkpads) at indicated areas only. e) Install GAF EverGuard Vent Boot at all roof penetrations. f) Install GAF EverGuard Universal Corner at all inside and outside corners. g) Install GAF EverGuard T-Joint Cover Patches at all membrane T-joints. h) Install 36”x36” Single-leaf Bilco Roof Hatch w/ Safety Post at Parts building only. i) Install 24 ga. GAF EverGuard TPO Coated Metal Scuppers. j) Install 24 ga. pre-finished steel coping cap and counter flashings. k) Install 0.040” pre-finished aluminum downspouts and conductor heads. II. TPO Roof System over flat Metal Deck (by others) @ Service Porte Cochere building. a) Mechanically attach the following materials w/ GAF Drill-Tec #12 Fastener and GAF Drill-Tec 3” Steel Insulation Plate: - (1) Layer of 4” GAF EnergyGuard Flat Polyiso Insulation - 1/4” slope GAF EnergyGuard Tapered Polyiso Insulation - 1/2” slope GAF EnergyGuard Tapered Polyiso Insulation (crickets) - 1/4" Georgia-Pacific DensDeck Prime Roof Board (Cover Board). b) Adhere GAF EverGuard TPO 60-mil Membrane (Field) w/ GAF EverGuard 1121 Bonding Adhesive. c) Adhere GAF EverGuard TPO 60-mil Membrane (Flashing) w/ GAF EverGuard 1121 Bonding Adhesive. d) Install GAF EverGuard Vent Boot at all roof penetrations. e) Install GAF EverGuard Universal Corner at all inside and outside corners. f) Install GAF EverGuard T-Joint Cover Patches at all membrane T-joints. g) Install 24 ga. pre-finished counter flashings. | N/A | TPO Roof System Metal Deck Showroom building Parts building Carwash building Mechanically attach GAF Drill-Tec #12 Fastener GAF Drill-Tec 3” Steel Insulation Plate GAF EnergyGuard Flat Polyiso Insulation GAF EnergyGuard Tapered Polyiso Insulation Crickets Georgia-Pacific DensDeck Prime Roof Board Cover Board GAF EverGuard TPO 60-mil Membrane GAF EverGuard 1121 Bonding Adhesive GAF EverGuard Walkway Roll Walkpads GAF EverGuard Vent Boot GAF EverGuard Universal Corner T-Joint Cover Patches
SRCSD Southend High School, Gulf Breeze, FL |  | Roberto M | Roofing Solutions | 5706 GULF BREEZE PARKWAY, GULF BREEZE, FL 32563 | DAG ARCHITECTS INC. | PENDING | SBS SSMR ACM SOFFIT METAL WALL PANELS | PENDING | • 2 Ply SBS Modified Bitumen Roofing System Membrane Adhered o Walkway pads o ½” Coverboard mechanically fastened o 1 layer of 2.5” Polyiso insulation layer mechanically fastened o 1 layer of 3” Polyiso insulation layer mechanically fastened o Shop fabricated 0.032” pre-finished aluminum counter flashing, gutters, downspouts, conductor heads (Color to be selected from manufacturer’s standard or metallic stock color chart) o Shop fabricated 0.050” pre-finished aluminum drip edge & metal wrap (Color to be selected from manufacturer’s standard or metallic stock color chart) o Shop fabricated 24 ga stainless steel scuppers o Pre-manufactured 0.050” pre-finished aluminum coping cap, fascia cover & expansion joint cover (Color to be selected from manufacturer’s standard or metallic stock color chart) • 24 ga Prefinished Steel Standing Seam Metal Roofing System, 16” Width, 2” Height (Color to be selected from manufacturer’s standard or metallic stock color chart) o 1 Layer of self-adhering underlayment over the entire roof surface o ¼” Coverboard mechanically fastened o 1 layer of 2” Polyiso insulation layer mechanically fastened o 1 layer of 3” Polyiso insulation layer mechanically fastened o Shop fabricated 24 ga prefinished steel drip edge, J-trim, (Color to be selected from manufacturer’s standard or metallic stock color chart) o Shop fabricated 0.032” pre-finished aluminum gutters & downspouts (Color to be selected from manufacturer’s standard or metallic stock color chart) (See page 2 for Additional Scope) Metal Soffit and Wall Panels Scope - $Price to follow (not a stand-alone number) • 0.032” Pre-finished Aluminum Metal Soffit Panels, 12” Width, 1” Height (Color to be selected from manufacturer’s standard or metallic stock color chart) o 1 Layer of self-adhering underlayment o Shop fabricated 0.032” prefinished aluminum J-trim, corner trim, (Color to be selected from manufacturer’s standard or metallic stock color chart) o Hat Channels @16 O.C. Metal Composite Wall Panels - $Price to Follow • Rain Screen System/Wet Seal System, System 40 by Alusystems, Aluminum Composite Metal Wall Panels, 4 mm thick, FR/PE core by Reynobond o Colorweld 500 & Colorweld 500XL (Exclude Design Line, Brushed Aluminum, Anodized & Custom Colors) • 1 layer of 1” XPS rigid insulation mechanically fastened • Aluminum attachment extrusions, clips, backer rod, gaskets, fasteners, sealants, ACM reveal strip, flashing and trim related to metal wall panel system only. • Mock-Up (as per specifications) (Color Selection must be decided prior to ordering the Mock-Up material) • Shop drawings and warranties per specifications • Price above allows for a maximum of 2 mobilizations* • Fall protection and safety procedures per OSHA standards • This price includes standard liability insurance • Price is only guaranteed for 30 days.
MPS Logistics Alterations, Montgomery, AL |  | Roberto M | Roofing Solutions | 1275 WILBANKS STREET, MONTGOMERY, AL 36108 | R. SCOTT WILLIAMS & ASSOCIATES | 443.84 | TPO | GAF | I. TPO Roof System over existing wood deck. a) Demo the entire existing roof down to deck b) Mechanically attach the following materials w/ / GAF #12 Drill-Tec Fastener and GAF 3” Drill Tec c) Steel Plate: • (1) layer of Atlas ThermalStar 1 ½” Rigid Insulation • 1/8” slope Atlas ThermalStar Tapered Rigid Insulation • 1/4” slope Atlas ThermalStar Tapered Rigid Insulation (crickets) • 1/2" GAF EnergyGuard HD Polyiso Cover Board (Hail guard) d) Install GAF EverGuard TPO 60-mil Membrane (Field and Flashings) (color White) w/ TPO SBA 1121 Bonding Adhesive. e) Install #12 GAF Drill-Tec Fastener and GAF 3” Drill-Tec Steel Plate @ 12” O.C. at field membrane wall terminations. f) Install Termination Bar w/ Sealant fastened @ 12” O.C. at flashing membrane wall terminations. g) Install GAF EverGuard Extreme TPO Vent Boot and #12 GAF Drill-Tec Fastener and GAF 3” Drill-Tec Steel Plate, 4 per penetrations, at all pipe penetrations. h) Install 34”X34” GAF EverGuard TPO Walkway Pads at indicated areas only. i) Install 0.040” Mill finished Aluminum coping cap, counter flashings, gutters, downspouts and any other roof related flashing and trim. j) Install GAF EverGuard TPO 24 GA. TPO Coated metal drip edge flashing w/ GAF EverGuard 45-mill utility flashing strip. k) Install concrete splash block. | Section 07540 – MEMBRANE ROOFING FULLY ADHERED TPO Section 07541 - THERMOPLASTIC SINGLE – PLY ROOFING WITH MECHANICALLY ATTACHED INSULATION Section 07200 - INSULATION | TPO Roof System Wood Deck Roof Demolition Drill-Tec Fastener Rigid Insulation Tapered Rigid Insulation Polyiso Cover Board TPO Membrane Bonding Adhesive Roof Flashings
Overton Brooks VA Medical Center-2nd |  | Roberto M | Roofing Solutions | 501 E STONER AVE, SHREVEPORT, LA 71101 | SOUTHLAND ENERGY | 103 | TPO | GAF | I. TPO Roof System over concrete deck at low roof and roof deck a) Adhere GAF SA Vapor Retarder over all concrete deck. b) Adhere the following materials w/ GAF EverGuard TPO Low VOC Bonding Adhesive: - 1/2” slope GAF EnergyGuard Tapered Polyiso Insulation. - 1/2" Georgia-Pacific DensDeck Prime Roof Board (Cover Board). c) Install GAF EverGuard TPO 60-mil Fleece-Back Membrane (Field) w/ GAF EverGuard WB181 Boding Adhesive. d) Install GAF EverGuard TPO 60-mil Membrane (Flashing) w/ GAF EverGuard TPO Low VOC Bonding Adhesive. e) Install GAF EverGuard TPO Walkway Rolls around all equipments, access leaders. f) Install GAF EverGuard TPO Cut Edge Sealant at all exposed membrane edges. g) Install GAF FlexSeal Caulk Grade Sealant, GAF EverGuard Flexible T-Joint Cover Patches and EverGuard Universal Corner as needed. h) Install GAF EverGuard TPO Coated Metal Sheets at scuppers. i) Install 0.040” Prefinished aluminum copings, collector heads and downspouts. II. TPO Roof System over 1.5” Metal deck at louvered wall a) Mechanically fasten the following materials w/ GAF Drill-Tec XHD Fasteners #15 and GAF 3” Drill-Tec RhinoBond TPO XHD Plate: - 1/2” slope GAF EnergyGuard Tapered Polyiso Insulation. - 1/2" Georgia-Pacific DensDeck Prime Roof Board (Cover Board). b) Install 20 Ga. Stainless Steel Cap Flashing Note: Tapered Insulation start at 1½” (Y) | Section 075423 - TPO Section 076000 - Flashing and sheet metal | TPO Roof System Concrete deck GAF SA Vapor Retarder Low VOC Bonding Adhesive GAF EnergyGuard Tapered Polyiso Insulation Georgia-Pacific DensDeck Prime Roof Board Fleece-Back Membrane WB181 Bonding Adhesive Flashing Walkway Rolls Cut Edge Sealant FlexSeal Caulk Grade Sealant Flexible T-Joint Cover Patches Universal Corner Coated Metal Sheets Scuppers Prefinished Aluminum Copings Collector Heads Downspouts Mechanically fasten
St. Pierre Academy BD |  | Roberto M | Roofing Solutions | 537 ave. d, westwego, la, 70094 | scairono martinez architects | 162.92 | SBS | SOPREMA | I. SBS roofing system at Building B a) Supply and install rigid polyiso insulation over existing deck. b) Supply and install coverboard. c) Supply and install 2-ply SBS membrane system. d) Supply and install sheet metal flashing and trim. II. SBS roofing system at Building C a) Supply and install base ply over existing deck. b) Supply and install rigid polyiso insulation. c) Supply and install coverboard. d) Supply and install 2-ply SBS membrane system. e) Supply and install sheet metal flashing and trim. III. SBS roofing system at Building D a) Supply and install base ply over existing deck. b) Supply and install rigid polyiso insulation. c) Supply and install coverboard. d) Supply and install 2-ply SBS membrane system. e) Supply and install sheet metal flashing and trim. IV. SBS roofing system at Computer Lab Building a) Supply and install tapered polyiso insulation over existing deck. b) Supply and install coverboard. c) Supply and install 2-ply SBS membrane system. d) Supply and install sheet metal flashing and trim.
St. Joseph Abbey and Seminary College St Benedict |  | Roberto M | Roofing Solutions | 75376 River Road, St. Benedict, LA 70457 | Verges Rome Architects | 234.58 | TPO | JOHNS MANVILLE | I. TPO Roof System Over Existing Concrete Deck @ Savio Hall. A. Demo existing roof system down to existing roof deck, patch drain holes. B. Hot-mop the following materials with Valero Type IV hot asphalt: • 3” JM ENRGY 3 Flat Polyiso Insulation. • 1/4" Slope JM ENRGY 3 Tapered Polyiso Insulation. • 1/2" slope JM ENRGY 3 Tapered Polyiso Insulation (crickets). • 1/2" JM DEXcell FA Glass-Mat Roof Board Coverboard. C. Adhere JM TPO 115 Fleece Backed TPO Membrane (Field and Flashings) w/ JM Roofing System Urethane Adhesive. D. Prime all edge metals with JM TPO Membrane Primer. E. Apply JM TPO Membrane cleaner as needed. F. Install JM TPO Edge Sealant as required. G. Install JM 6” TPO Cover Strip at all roof edges. H. Apply JM Single-Ply LVOC Caulk at flashing edges as needed. I. Install JM TPO Pipe Boots at all roof pipe penetrations. J. Install JM TPO T-Joint Patch at all membrane T-joints. K. Install JM TPO Universal Corners at all roof corners and roof curbs. L. Install 0.032” pre-finished aluminum drip edge, counter flashing, gutters, downspouts and any roof related flashing and trim. M. Replace damaged fascia with 0.032” pre-finished aluminum fascia, refer to plans. N. Replace damaged gutter and downspout with 16 oz. Copper, refer to plans. O. Install One Roof Hatch with safety railing system and safety post. II. TPO Roof System Over Existing Built-Up Roof @ Benet Hall. a. Adhered JM TPO 115 Fleece Backed TPO Membrane (Field and Flashings) w/ JM Roofing System Urethane Adhesive. b. Prime all edge metals with JM TPO Membrane Primer. c. Apply JM TPO Membrane cleaner as needed. d. Install JM TPO Edge Sealant as required. e. Install JM 6” TPO Cover Strip at all roof edges. f. Apply JM Single-Ply LVOC Caulk at flashing edges as needed. g. Install JM TPO Pipe Boots at all roof pipe penetrations. h. Install JM TPO T-Joint Patch at all membrane T-joints. i. Install JM TPO Universal Corners at all roof corners and roof curbs. j. Install 0.032” pre-finished aluminum drip edge, counter flashing, enclosure of pipe penetration curb, gutters, downspouts, copings and any roof related flashing and trim. | Section 075423 – TPO Roof System Section 077200 – Roof Accessories Section 07620 – Sheet Metal Flashing and Trim Section 075423 – TPO Roof System | TPO Roof System Concrete Deck Roof Deck Valero Type IV hot asphalt JM ENRGY 3 Flat Polyiso Insulation Tapered Polyiso Insulation JM DEXcell FA Glass-Mat Roof Board Coverboard Fleece Backed TPO Membrane Roofing System Urethane Adhesive TPO Membrane Primer TPO Membrane Cleaner TPO Edge Sealant TPO Cover Strip Single-Ply LVOC Caulk TPO Pipe Boots T-Joint Patch TPO Universal Corners Pre-finished Aluminum Drip Edge Copper Gutter Roof Hatch with Safety Railing System
Terry High School New Gymnasium |  | Roberto M | Roofing Solutions | 235 W Beasley St, Terry, MS 39170. | FERGUSON & ASSOCIATES ARCHITECTURE |  | TPO | HOLCIM ELEVATE | Section 07 5422 – Thermo-plastic Polyolefin Roofing (TPO) I. TPO Roof System over existing metal deck a) Mechanically attach the following materials w/ Heavy-Duty Fastener and 3” Insulation Fastening Plates: • 3” Holcim Elevate Isogard GL Polyiso Insulation Flat Sheets. • 1/4” Slope Holcim Elevate Isogard GL Polyiso Insulation Tapered Sheets. • 5/8” USG Securock Ultralight Coated Glass-Mat Cover Board. b) Install Holcim Elevate UltraPly TPO 60-mil Membrane (Field) (color White) w/ Holcim Elevate UltraPly Bonding Adhesive. c) Install Holcim Elevate UltraPly TPO QuickSeam Flashing 5.5” Cover Tape. d) Apply Holcim Elevate Single-Ply QuickPrime Primer over TPO membranes and metals. e) Apply Holcim Elevate UltraPly TPO General Purpose Sealant as needed. f) Install Holcim Elevate UltraPly QuickSeam T-Joint Patch. g) Apply Holcim Elevate Water Block Seal S-20 as needed. h) Install 24 Ga. Pre-Finished Steel Roof Edge Flashings (Custom form, shop fab). | Section 07 5423 – Thermoplastic-Polyolefin (TPO) Roofing Section 07 6201 – Flashing, Sheetmetal and Trim | Thermo-plastic Polyolefin Roofing TPO Roof System Metal Deck Mechanically Attach Heavy-Duty Fastener Insulation Fastening Plates Holcim Elevate Isogard GL Polyiso Insulation Slope Holcim Elevate Isogard GL Polyiso Insulation Tapered Sheets USG Securock Ultralight Coated Glass-Mat Cover Board Holcim Elevate UltraPly TPO 60-mil Membrane Holcim Elevate UltraPly Bonding Adhesive Holcim Elevate UltraPly TPO QuickSeam Flashing Cover Tape Holcim Elevate Single-Ply QuickPrime Primer TPO Membranes Metals Holcim Elevate UltraPly TPO General Purpose Sealant Holcim Elevate UltraPly QuickSeam T-Joint Patch Holcim Elevate Water Block Seal S-20 Pre-Finished Steel Roof Edge Flashings
Wampold Chase Tower Conversion Phase 2 - Permit & Pricing |  | Roberto M | Roofing Solutions | 451 FLORIDA STREET BATON ROUGE LA 70801 | GENSLER | 111.23 | TPO | JOHNS MANVILLE | Thermoplastic Polyolefin (TPO) Roofing (Section 07 54 23) - Area 700 – Rooftop Terrace (Penthouse) $Price to Follow • JM 60 mil TPO roofing Membrane System (Adhered) o Walkway pads o 1/2” Coverboard o 1/4” Tapered Insulation o 1/2” Tapered Insulation at Crickets Only o Polyiso insulation (R-25) o Self-Adhering Vapor Retarder • 0.063” Prefinished Aluminum Prefabricated Coping • 0.032” Prefinished Aluminum Shop Fabricated Downspouts, Counter flashings and Conductor heads • 18 Ga. Mill Finish Steel Metal Straps at Roof Edges • TPO Coated Scuppers • One (1) Single-Leaf Aluminum Roof Hatch • Shop drawings and warranties per specifications. • Price above allows for a maximum of 1 mobilization* • Fall protection and safety procedures per OSHA standards • This price includes standard Commercial liability insurance Formed Metal Wall Panels (Section 07 42 13.13) - Area 700 – Rooftop Terrace (Penthouse) $Price to Follow • Longboard 6” V-groove Planks Aluminum Wall Panels (MT54) o Wood grain finish • Related flashing and trim • Hat Channels behind Wall Panels Only • Shop drawings and warranties per specifications. • Price above allows for a maximum of 1 mobilization* • Fall protection and safety procedures per OSHA standards Contractor’s Add Option #1. Furnish and Install 20 Ga. Prefinished Steel Morin Metal Wall Panels** at Area 700 – Rooftop Terrace (Penthouse) – MT51. $Price to Follow o F-12-0 and AA-12-0 Panels to Match Centria’s IW-10A and IW-40A Panels o Trims directly related to the metal panel scope o 3-coat fluoropolymer for Exterior Finish o Color from manufacturer’s full range o Hat Channels behind Wall Panels Only. o Shop drawings and warranties o Price above allows for a maximum of 2 mobilizations* o Fall protection and safety procedures per OSHA standards o This price includes standard Commercial liability insurance Contractor’s Add Option #2. Furnish and Install Board Insulation Behind Wall Panels Only (MT51 and MT54). $Price to Follow Alternate #4. Demo existing roof. Provide new roof and all related flashing and trim at the Lower Penthouse Level (re: P2-A1.123) $Price to Follow **None of the manufacturer's listed have a comparable product to Centria basis of design (two different panels), therefore we are offering the above alternate manufacturer and panels as a comparable product. *Add $1,800.00 to the base bid above if additional mobilization are required General Notes: 1. This proposal is based on AIA Document A401-2017 Standard Form of Agreement between Contractor and Subcontractor or existing Master Agreement between Contractor and Subcontractor. 2. Add 2% of the total contract amount if a Payment and Performance bond is required 3. During construction if any break metal needed for Non-Roof Related Sheet Metal Flashing & Trim we can provide a price for Furnish Only. (Some Break Metal Types: Thru-Wall Flashing, Head & Jamb Sills for Windows, & Sill Flashing for Doors, & Custom Fabricated Products) 4. Contractor to provide an accessible site at all times for equipment use and reach to the building to perform scope of work 5. Contractor to guarantee a maximum substrate tolerance of ¼” per 20’. Any additional subframing, shimming, or rework of substrate is to be paid to subcontractor on a Time and Material basis. (If project has any type of wall panels) 6. Material profile and gauges are being priced per bid documents and Roofing solutions will not be responsible for oil canning; Oil Canning is a natural occurrence in metal panels and is not a cause for panel rejection. | Section 075423 – TPO Roofing Section 076200 - Sheet Metal Flashing and Trim Section 077100 - Roof Specialties | Thermoplastic Polyolefin (TPO) Roofing Membrane System Walkway pads Coverboard Tapered Insulation Polyiso insulation Vapor Retarder Prefinished Aluminum Coping Prefinished Aluminum Downspouts Metal Straps TPO Coated Scuppers Aluminum Roof Hatch Shop drawings Warranties Mobilization Fall protection Safety procedures Formed Metal Wall Panels Longboard Aluminum Wall Panels Hat Channels
West Feliciana Elementary School |  | Roberto M | Roofing Solutions | HIGHWAY 61 AT MARYDALE ROAD. ST. FRANCISVILLE, LA 70775 | COLEMAN PARTNERS ARCHITECTS | 655.41 (TPO) 478.71 (SSMR) | TPO SSMR SHEET METAL FLASHING AND TRIM | GAF (TPO) BERRIDGE (SSMR) | I.TPO Roof System over structurally flat metal deck @ Main Building a) Simultaneously mechanically fasten with GAF Drill-Tec #12 Fasteners and GAF Drill-Tec 3" Plates: - 1/4" GAF EnergyGuard Tapered Polyiso Insulation where indicated on shop drawings. - 1/2" GAF EnergyGuard Polyiso Insulation at crickets and where indicated on shop drawings. - 3.5" GAF EnergyGuard Flat Polyiso Insulation b) Cold Apply 1/2” USG Securock Brand Gypsum-Fiber cover board with GAF Olybond500 Insulation Adhesive. c) Cold Apply GAF EverGuard TPO 60 mil Membrane (Field/Flashing) with GAF EverGuard TPO 1121 Bonding Adhesive. d) Install GAF EverGuard TPO Walkway Roll at indicated areas only. e) Install GAF EverGuard Universal Corner, GAF EverGuard Vent Boot, GAF EverGuard T-Joint Cover Patches, GAF EverGuard 45 mil Utility Flashing Membrane, GAF EverGuard TPO 6” Cover Tape, and all roof related accessories. f) Install GAF EverGuard TPO Coated Metal Scuppers. g) Install 0.040” pre-finished aluminum coping caps, counterflashings, expansion joints and all roof related flashing and trim. h) Install 36”X36” Bilco Type E-50-TB Roof Hatch and Bilco Ladder-Up Model LU-4 Safety Post. I.Standing Seam Metal Roof System over metal roof deck @ Main Building a) Install one (1) layer of Soprema Lastobond Shield HT self-adhering underlayment. b) Mechanically fasten 4.0” Atlas ACFoam Nail Base nailable roof insulation with Atlas #12 Nail Base Fastener. c) Install 24 ga. pre-finished steel 16” Berridge Double-Lock Zee-Lock metal roof panel. d) 24 ga. pre-finished steel gutters, downspouts, ridge, eave, valley, headwall, and sidewall flashings. a) Install 0.040” pre-finished aluminum coping caps, counterflashings, expansion joints and all roof related flashing and trim. b) Install 36”X36” Bilco Type E-50-TB Roof Hatch and Bilco Ladder-Up Model LU-4 Safety Post. | Section 075423 - TPO Roofing Section 074113,072200 - Standing Seam Metal Roof & Nailable Insulation MSDS - 075462 - TPO Roofing MSDS - 074113,072200 - Standing Seam Metal Roof & Nailable Insulation Section 077100 - Roof Specialties Section 077200 - Roof Accessories | TPO Roof System Structurally flat metal deck GAF Drill-Tec #12 Fasteners GAF Drill-Tec 3" Plates GAF EnergyGuard Tapered Polyiso Insulation GAF EnergyGuard Polyiso Insulation GAF EnergyGuard Flat Polyiso Insulation USG Securock Brand Gypsum-Fiber cover board GAF Olybond500 Insulation Adhesive GAF EverGuard TPO 60 mil Membrane GAF EverGuard TPO 1121 Bonding Adhesive GAF EverGuard TPO Walkway Roll GAF EverGuard Universal Corner GAF EverGuard Vent Boot GAF EverGuard T-Joint Cover Patches GAF EverGuard 45 mil Utility Flashing Membrane GAF EverGuard TPO 6” Cover Tape GAF EverGuard TPO Coated Metal Scuppers 0.040” pre-finished aluminum coping caps Counterflashings Expansion joints Roof-related flashing and trim 36”X36” Bilco Type E-50-TB Roof Hatch Bilco Ladder-Up Model LU-4 Safety Post Standing Seam Metal Roof System Metal roof deck Soprema Lastobond Shield HT self-adhering underlayment Atlas ACFoam Nail Base nailable roof insulation Atlas #12 Nail Base Fastener 24 ga. pre-finished steel 16” Berridge Double-Lock Zee-Lock metal roof panel 24 ga. pre-finished steel gutters Downspouts Ridge Eave Valley Headwall Sidewall flashings
The Forum Lafayette - Building B |  | Roberto M | Roofing Solutions | 4517 JOHNSON STREET, LAFAYETTE, LA 70503 | ARCHITECT’S DESIGN STUDIO | 8.05 (METAL WALL PANELS) 397.31 (SOFFIT) | METAL WALL PANELS METAL SOFFIT PANELS | MBCI (METAL WALL PANELS) PAC-CLAD (SOFFIT) |  |  |  | *
GC Canopy Replacement at Thomas Jefferson Academy for Advanced Studies |  | Roberto M | Roofing Solutions | 17 GRETNA BOULEVARD, GRETNA, LA 70053 | MEYER ENGINEERS, LTD | 82 (TPO) 82 (STANDING SEAM METAL ROOF) | TPO STANDING SEAM METAL ROOF | CARLISLE PAC-CLAD | TPO ROOF SYSTEM SUMMARY Section 07542 – Thermoplastic Single-Ply Roofing I. TPO Roof System over new slope LWIC deck. a) Install Type B 22 ga. Steel 1 ½” depth Roof Deck. b) Install 1/8” slope Celcore Lightweight Insulating Concrete Deck (190 PSI minimum), consisting of the following assembly: - 1/8” Celcore Concrete Slurry Coat - EPS Insulation Board - 2” Celcore Concrete Top Coat at the lowest points and 3” Coat at the highest points c) Adhere Carlisle TPO FleeceBack 115-Mil Membrane (field) w/ Carlisle Flexible Fast Dual Tank Adhesive. d) Adhere Carlisle Sure-Weld TPO 60-Mil Reinforced Membrane (flashing) w/ Carlisle Sure-Weld TPO Bonding Adhesive. e) Terminate field membrane on vertical walls w/ Carlisle HP Fastener and Carlisle Piranha Plate @ 12” O.C. max. f) Install Carlisle Sure-Weld TPO Cut-Edge Sealant at all exposed membrane edges. g) Install Carlisle 6” Sure-Weld TPO Pressure-Sensitive Coverstrip in conjunction with Carlisle TPO Primer at roof edges. h) Install Carlisle Universal Single-Ply Sealant, Carlisle Sure-Weld TPO Pipe Boot, Carlisle Sure-Weld TPO TJoint Covers, Carlisle Sure-Weld TPO Universal Corners, Carlisle Water Cut-Off Mastic as needed. i) Install Carlisle Sure-Weld TPO Non-Reinforced Flashing membrane at expansion joints. j) Install 24 ga. pre-finished steel drip edge flashing, counterflashing and expansion joint covers. k) Install 24 ga. pre-finished steel coping cap w/ 4” overlap. l) Install 24 ga. pre-finished steel 5”x5” and 6”x6” box gutters. m)Install 24 ga. pre-finished steel 5”x5 and 4”x4” square downspouts. n) Install Miro Industries 10-RAH-8 Pipe Supports as needed. o) Install pressure-treated wood blocking as needed. p) Install ½” pressure-treated plywood sheathing as needed. Section 074213.13 – Formed Metal Wall Panels I. Metal Soffit Panels @ Canopy a) Install 24 ga. pre-finished steel Pac-Clad 12” Flush Soffit Panel (smooth) according to manufacturer's installation instructions. b) Install 24 ga. pre-finished steel soffit related flashing and trim. | 07 54 23 - THERMOPLASTIC POLYOLEFIN ROOFING SYSTEM 07 42 13 - METAL WALL PANELS AND SOFFIT 07 62 00 - SHEET METAL FLASHING AND TRIM | TPO Roof System New Slope LWIC Deck Steel Roof Deck Lightweight Insulating Concrete Celcore Concrete EPS Insulation Board TPO Membrane Flexible Fast Dual Tank Adhesive Reinforced Membrane Cut-Edge Sealant Pressure-Sensitive Coverstrip Pipe Boot Universal Corners Water Cut-Off Mastic Drip Edge Flashing Coping Cap Box Gutters Square Downspouts Pipe Supports Pressure-Treated Wood Blocking
OXD - Port Allen (BTR9) Project |  | Jose Chacon | Roofing Solutions | 3191 Webster LN. Port Allen, LA 70767 | PDMS Design Group | 2763.01 (TPO) | TPO ACM | CARLISLE (TPO) ALUSYSTEMS (ACM) | I. TPO Roof System over structurally sloped steel deck @ Main Building and Main Office, Primary Guard House, Secondary Guard House and Fire Pump. a) Mechanically attach the following materials w/ Carlisle HP-X Fasteners and Rhinobond Plates: - (2) layers of 2.6” Carlisle InsulBase Flat Polyiso Insulation. - 1/2" slope Carlisle InsulBase Tapered Polyiso Insulation (crickets). b) Secure (induction-weld) Carlisle Sure-Weld TPO 60-mil Membrane (Field) to the Rhinobond Plates. c) Install Carlisle Sure-Weld TPO 60-mil Membrane (Flashing) at parapets and curbs, w/ Carlisle Sure-Weld TPO Bonding Adhesive. d) Install Carlisle Sure-Weld TPO Cut-Edge Sealant at all exposed membrane edges. e) Install 6” Carlisle Sure-Weld TPO Pressure-Sensitive Coverstrip at all roof edges. f) Prime all metals in contact with TPO membranes w/ Carlisle Sure-Weld TPO Primer. g) Install Carlisle Sure-Weld TPO Non-Reinforced Flashing Membrane at scuppers (to flash scuppers). h) Install 24 ga. Carlisle Sure-Weld TPO Coated Metal at all scuppers. i) Install Carlisle Sure-Weld TPO Walkway Pads (at indicated areas). j) Install Carlisle Universal Single-Ply Sealant, Carlisle Sure-Weld TPO Pipe Boot, Carlisle Sure-Weld TPO T-Joint Covers and Carlisle Sure-Weld TPO Universal Corners as needed. k) Install Bilco Roof Hatch W/ Safety Railing System and Safety Post. l) Install 24 ga. pre-finished steel conductor heads, face plates, downspouts, counter flashings. m) Install 24 ga. pre-finished steel gutters w/ gutter straps @ 30” O.C. n) Install 24 ga. pre-finished steel coping cap w/ 12” concealed plate joint. o) Install 24 ga. pre-finished steel gravel guard and drip edge w/ 12” concealed plate joint. II. TPO Roof System over flat steel deck @ east side Entrance Canopy. a) Mechanically attach the following materials w/ Carlisle HP-X Fasteners and RhinoBond Plates: - (2) layers of 2.6” Carlisle InsulBase Flat Polyiso Insulation. - 1/4" slope Carlisle InsulBase Tapered Polyiso Insulation. - 1/2" slope Carlisle InsulBase Tapered Polyiso Insulation (crickets). b) Secure (induction-weld) Carlisle Sure-Weld TPO 60-mil Membrane (Field) to the Rhinobond Plates. c) Install Carlisle Sure-Weld TPO 60-mil Membrane (Flashing) at parapets, w/ Carlisle Sure-Weld TPO Bonding Adhesive. d) Install Carlisle Sure-Weld TPO Cut-Edge Sealant at all exposed membrane edges. e) Install Carlisle Universal Single-Ply Sealant, Carlisle Sure-Weld TPO Pipe Boot, Carlisle Sure-Weld TPO T-Joint Covers and Carlisle Sure-Weld TPO Universal Corners as needed. f) Install 24 ga. pre-finished steel counter flashings. III. TPO Roof System over structurally sloped steel deck @ north Secured Smoker’s Canopy and south Secured Smoker’s Canopy (CO#1). a) Mechanically attach the following materials w/ Carlisle HP-X Fasteners and RhinoBond Plates: - (1) layer of 1.5” Carlisle InsulBase Flat Polyiso Insulation. b) Secure (induction-weld) Carlisle Sure-Weld TPO 60-mil Membrane (Field) to the Rhinobond Plates. c) Install Carlisle Sure-Weld TPO 60-mil Membrane (Flashing) at parapets and curbs, w/ Carlisle Sure-Weld TPO Bonding Adhesive. d) Install Carlisle Sure-Weld TPO Cut-Edge Sealant at all exposed membrane edges. e) Install 6” Carlisle Sure-Weld TPO Pressure-Sensitive Coverstrip at all roof edges. f) Prime all metals in contact with TPO membranes w/ Carlisle Sure-Weld TPO Primer. g) Install Carlisle Universal Single-Ply Sealant, Carlisle Sure-Weld TPO Pipe Boot, Carlisle Sure-Weld TPO T-Joint Covers and Carlisle Sure-Weld TPO Universal Corners as needed. h) Install 24 ga. pre-finished steel downspouts, counter flashings. i) Install 24 ga. pre-finished steel gutters w/ gutter straps @ 30” O.C. j) Install 24 ga. pre-finished steel gravel guard and drip edge w/ 12” concealed plate joint. I. Metal Composite Wall Panels over ¾” plywood substrate @ Canopy a) Install Alusystems Rout and Return Wet Seal- Series 10 Metal Composite Panels using Reynobond 4mm FR Core material according to Manufacturer’s installation instructions. b) Install aluminum attachment clips, backer rod, fasteners, sealant, flashing and trim related to metal wall panel system. | Section 077200 - Roof Accessories Section 076200 - Sheet Metal Flashing and Trim Section 074264 - Metal Composite Material Wall Panels | TPO Roof System Steel Deck Carlisle HP-X Fasteners Rhinobond Plates Polyiso Insulation Sloped Deck Induction-weld TPO 60-mil Membrane Flashing Tapered Insulation Crickets Cut-Edge Sealant Pressure-Sensitive Coverstrip Non-Reinforced Flashing Membrane Scuppers TPO Coated Metal Walkway Pads Roof Hatch Conductor Heads Metal Composite Wall Panels
Southern Sky |  | Jose Chacon | Roofing Solutions | 128 South Lake Circle, Canton, MS 39046 | 2WR OF COLORADO INC | 643.61 (TPO) | TPO ACM | ALUSYSTEMS (ACM) GAF (TPO) | I. ACM Panels over 1/2" exterior gypsum sheathing. a) Install 16 ga. steel 2” “Z” Girts over the exterior gypsum sheathing. b) Install 2” Owens Corning Foamular 250 XPS Insulation between the “Z” Girts. c) Install Alusystems Series 40 – Rainscreen Aluminum Composite Wall Panels using Alpolic 4mm FR Core material according to manufacturer’s installation instructions. d) Install aluminum attachment clips, fasteners and sealant related to ACM panels. e) Install 0.032” pre-finished aluminum flashing and trim related to ACM panels. I. TPO Roof System over 4” Insulated Metal Panel (by others) @ Main Roof. a) Install GAF EverGuard TPO 60-mil Membrane (Field and Flashings) (color White) w/ GAF EverGuard TPO SBA 1121 Bonding Adhesive. b) Install 6” GAF EverGuard TPO Cover Tape at roof edges (ACM locations only). c) Install Termination Bar w/ Sealant fastened @ 12” O.C. at field membrane wall terminations. d) At walls higher than 24”, install flashing membrane overlapping each other a minimum of 3” and attached w/ Termination Bar fastened @ 12” O.C. e) Apply GAF EverGuard TPO Primer underneath the aluminum drip edge. f) Install 40 ga. GAF EverGuard TPO Coated Aluminum drip edge at gutter location. | Section 074213.23 – Metal Composite Material Wall Panels Section 075400 – Thermoplastic Membrane Roofing | ACM Panels Exterior gypsum sheathing 16 ga. steel "Z" Girts Owens Corning Foamular 250 XPS Insulation Alusystems Series 40 Rainscreen Aluminum Composite Wall Panels Alpolic 4mm FR Core material Installation instructions Aluminum attachment clips Fasteners Sealant 0.032" pre-finished aluminum flashing Trim TPO Roof System
Subaru of Baton Rouge |  | Jose Chacon | Roofing Solutions | 13399 AIRLINE HIGHWAY BATON ROUGE, LOUISANA 70817 | CRESS & LOPRESTO ARCHITECTS | 21.12 | TPO ACM | CARLISLE (TPO) ALUSYSTEMS (ACM) | • Adhered 60 mil Single Ply TPO Roof system over Structurally Sloped Metal deck o Mechanically Fastened ½” Coverboard o ½” Taper Insulation at Crickets ONLY o Loose Laid 4” Polyiso Insulation System • 24 Ga. Pre-Finished Steel Copings and Counter Flashings • Roof related sheet metal flashing and trim • Submittal Package including Shop Drawings • TPO Manufacturer 20-year weather – tightness warranty and 2-year installer warranty • Price above allows for a maximum of 2 mobilizations* • Fall protection and safety procedures per OSHA standards • This price includes standard liability insurance Composite Wall Panels - $Price to Follow Rout-and-Return Wet Seal System, System 10 by Alusystems, Aluminum Composite Metal Wall Panels, 4mm thick, FR core by Alucobond. o Color 1: Silver Metallic • Demolition of the existing Aluminum Composite Panels • Hat Channels where required • Aluminum attachment, clips, backer rod, fasteners, sealants, flashing, and trim related to metal wall panel system only. • Shop drawings and engineering. • 2-year workmanship and 20-year finish warranty. • Fall protection and safety procedures per OSHA standards. • Price above allows for a maximum of 2 mobilizations |  | Adhered Single Ply TPO Roof system Structurally Sloped Metal deck Mechanically Fastened Coverboard Taper Insulation Crickets Loose Laid Polyiso Insulation System Pre-Finished Steel Copings Counter Flashings Sheet Metal Flashing Trim Submittal Package Shop Drawings Manufacturer Warranty Installer Warranty Fall Protection Safety Procedures
Vue on West Park |  | Jose Chacon | Roofing Solutions | 324 West Parker Boulevard, Baton Rouge, LA 70808 | STUART I. ROOSTH ARCHITECTS | 252.55 | TPO ACM | CARLISLE (TPO) ALUSYSTEMS (ACM) | Section 075400 – Thermoplastic Membrane Roofing I. TPO Roof System over structurally sloped steel deck @ Apartment Building Roof and Garage Stair and Trash Room Roof. a) Mechanically fasten the following materials w/ Carlisle InsulFast #12 Fastener and Carlisle 3" Insulation Fastening Plates: - 1/2” Slope Carlisle Insulbase Tapered Polyiso Insulation (crickets) - 1/4" Slope Carlisle Insulbase Tapered Polyiso Insulation (at top of parapets) - 1/2" Georgia-Pacific Densdeck Prime Roof Board Coverboard. b) Mechanically fasten Carlisle Sure-Weld TPO 60-Mil Reinforced Membrane (field) w/ Carlisle #15 HP-X Fastener and Carlisle 2 3/8” Piranha Plate. c) Adhere Carlisle Sure-Weld TPO 60-Mil Reinforced Membrane (flashing) w/ Carlisle Sure-Weld TPO Bonding Adhesive. d) Secure the field membrane to vertical walls w/ Carlisle #15 HP-X Fastener and Carlisle 2 3/8” Piranha Plate. e) Install Carlisle Sure-Weld TPO Cut-Edge Sealant at all exposed membrane edges. f) Install Carlisle 6” Sure-Weld TPO Pressure-Sensitive Coverstrip at all roof edges in conjunction w/ Carlisle TPO Primer. g) Install GAF Master Flow Aluminum Gable Louver vent at indicated areas only. h) Install Carlisle Universal Single-Ply Sealant, Carlisle Sure-Weld TPO Pipe Boot, Carlisle Sure-Weld TPO T-Joint Covers and Carlisle Sure-Weld TPO Universal Corners as needed. i) Install Carlisle 24 ga. Sure-Weld TPO Coated Metal at scuppers only. j) Install Carlisle Sure-Weld TPO Non-Reinforced Flashing at scuppers only. k) Install 24 ga. pre-finished steel box gutter, downspout, coping cap (with concealed splice plate), gravel guard, collector head and counterflashings. l) Install 24 ga. pre-finished steel expansion joint at Apartment Building and Garage connection wall. I. Aluminum Composite Wall Panels System a) Install Alusystems Rout-and-Return Rain Screen System 40 Aluminum Composite Panels with Alucobond 4mm FR Core b) Install 0.040” Pre-Finished Aluminum ACM Panels related sheet metal flashing and trim. | Section 075400 – Thermoplastic Membrane Roofing Section 076200 – Sheet Metal Flashing and Trim Section 077100 – Roof Specialties Section 074213 - Aluminum Composite Wall Panels | Thermoplastic Membrane Roofing TPO Roof System Structurally sloped steel deck Mechanically fasten Carlisle InsulFast #12 Fastener Carlisle 3" Insulation Fastening Plates Polyiso Insulation Crickets Densdeck Prime Roof Board Sure-Weld TPO 60-Mil Reinforced Membrane Field membrane Flashing Bonding Adhesive Vertical walls Cut-Edge Sealant Pressure-Sensitive Coverstrip Gable Louver vent Aluminum Composite Wall Panels System Alusystems Rout-and-Return Rain Screen System Alucobond 4mm FR Core
Westfield Fluid Controls, Lafayette, LA |  | Jose Chacon | Roofing Solutions | 120 MATRIX LOOP LAFAYETTE, LOUISIANA 70501 | PÉCOT & COMPANY ARCHITECTS | 59.9 | TPO ACM | JOHNS MANVILLE (TPO) ALUSYSTEMS (ACM) | I. TPO Roof System Summary II. Section 07 531 – Fully Adhered Single Ply Roofing System (TPO) a) Manufacturer´s Certification Letter for Authorized Roofing Installer and Roof Assembly Letter. b) JM TPO 60 mil Membrane Data Sheet c) JM TPO Membrane Bonding Adhesive Data Sheet d) JM Roof Coverboard Data Sheet e) JM ENRGY 3 Flat & Tapered Polyiso Insulation Data Sheet f) Fastening Pattern for Insulation and Coverboard. g) JM All-Purpose Fasteners Data Sheet h) JM Ultrafast Metal Plates Data Sheet i) JM TPO T-Joint Patch Data Sheet j) JM TPO Universal Corners Data Sheet k) JM TPO Pipe Boots Data Sheet l) JM TPO Detail Membrane Data Sheet m) JM TPO Cover Tape Data Sheet n) JM TPO Walkway Pads Data Sheet o) JM TPO Membrane Primer Data Sheet p) JM TPO Edge Sealant Data Sheet q) JM Single Ply Sealing Mastic Data Sheet r) JM TPO Membrane Cleaner Data Sheet s) JM 15 Year Peak Advantage Watertightness Warranty Sample t) Roofing Solutions 2-Year Commercial Roofing Warranty ROOF SYSTEM SUMMARY 07531 – Fully Adhered Single Ply Roofing System (TPO) over Structurally Flat Metal Deck a) Loose laid (2) layers of 2” JM ENRGY 3 Flat Polyiso insulation. b) Loose laid 1/8" JM ENRGY 3 Tapered Polyiso insulation, and 1/4" JM ENRGY 3 Tapered Polyiso insulation for crickets only. c) Mechanically attach simultaneously with taper and insulation, 1/2" JM RetroPlus Roof Board (coverboard) using JM All-Purpose Fasteners and JM UltraFast Metal Plates. d) Fully adhere 60 mil JM TPO Membrane with JM Membrane Bonding Adhesive at roof field and flashings. e) Install JM TPO Cover Taper, T-Joint Patches, Corners, Pipe Boots, and all TPO roof membrane related accessories according to Manufacturer´s installation instructions. Refer to Shop Drawings. f) Install JM TPO walkway pads. Refer to Shop Drawings for location. g) Install 0.032” pre-finished aluminum drip edge, parapet coping caps, gutters, downspouts and all roof related sheet metal flashing and trim. Refer to section 076200 Sheet Metal Flashing and Trim. h) Install (1) roof hatch. Refer to Section 07800 Roof Accessories. | Section 07 531 – Fully Adhered Single Ply Roofing System (TPO) Section 074213 ACM Wall Panels | TPO Roof System Section 07 531 Fully Adhered Single Ply Roofing System (TPO) Manufacturer's Certification Letter Authorized Roofing Installer Roof Assembly Letter JM TPO 60 mil Membrane Data Sheet Membrane Bonding Adhesive Roof Coverboard ENRGY 3 Flat & Tapered Polyiso Insulation Fastening Pattern All-Purpose Fasteners Ultrafast Metal Plates T-Joint Patch Universal Corners Pipe Boots Detail Membrane Cover Tape Walkway Pads Membrane Primer Edge Sealant Single Ply Sealing Mastic Membrane Cleaner Roofing Solutions 2-Year Commercial Roofing Warranty Roof System Summary Loose laid (2) layers of 2” JM ENRGY 3 Flat Polyiso insulation Loose laid 1/8" JM ENRGY 3 Tapered Polyiso insulation 1/4" JM ENRGY 3 Tapered Polyiso insulation for crickets Mechanically attach simultaneously 1/2" JM RetroPlus Roof Board (coverboard) JM All-Purpose Fasteners JM UltraFast Metal Plates Fully adhere 60 mil JM TPO Membrane JM Membrane Bonding Adhesive Roof field and flashings Install JM TPO Cover Taper, T-Joint Patches, Corners, Pipe Boots TPO roof membrane related accessories Manufacturer's installation instructions Install JM TPO walkway pads 0.032” pre-finished aluminum drip edge Parapet coping caps Gutters Downspouts Sheet metal flashing and trim
GC Reroofing the Laurel Courthouse |  | Jose Chacon | Roofing Solutions | 401 N 5TH AVE, LAUREL, MS 39440 | CHAS. N. CLARK ASSOCIATES, LTD. | 110 (TPO) 89 (ASPHALT SHINGLES) | TPO ASPHALT SHINGLES | GAF | TPO ROOF SYSTEM SUMMARY Section 07542 – Single Ply Roofing System I. TPO Roof System over existing wood deck. a) Demo the entire existing roofing system down to deck b) Mechanically attach the following materials w/ GAF #12 Drill-Tec Fastener and GAF 3” Drill-Tec Steel Plate: • (2) layers of 2” GAF EnergyGuard Flat Polyiso Insulation. • 1/8” Sloped GAF EnergyGuard Tapered Polyiso Roof Insulation. • 1/4” Sloped GAF EnergyGuard Tapered Polyiso Roof Insulation (Crickets). • 1/2" Georgia-Pacific Densdeck Prime Roof Board (Cover Board) c) Adhere GAF 60-mil EverGuard TPO Roof Membrane (Field and Flashing) w/ GAF EverGuard 1121 TPO Bonding Adhesive. d) Install GAF EverGuard TPO UN-55 Detailing Membrane. e) Install GAF EverGuard TPO Universal Corner. f) Install GAF EverGuard TPO T Joint Patch. g) Install GAF EverGuard TPO 6” Cover Tape. h) Install GAF EverGuard TPO Cut Edge Sealant. i) Install GAF EverGuard TPO Primer. j) Install GAF EverGuard TPO Seam Cleaner. k) Install GAF EverGuard TPO Vent Boot. l) Install OMG termination bars as required m) Install 24 Ga. Prefinished Steel Counterflashing, parapet cap flashing, edges, gutters, downspouts and any roof related flashing and trim. n) Install 24 GA. Stainless steel scuppers o) Install Concrete Splash Blocks. p) Install Strainers as required, size and type to be determined on field. II. TPO Roof System over existing concrete deck. a) Demo the entire existing roofing system down to deck b) Adhere the following materials w/ GAF OlyBond500 Insulation Adhesive: • (2) layers of 2” GAF EnergyGuard Flat Polyiso Insulation. • 1/8” Sloped GAF EnergyGuard Tapered Polyiso Roof Insulation. • 1/4” Sloped GAF EnergyGuard Tapered Polyiso Roof Insulation (Crickets). • 1/2" Georgia-Pacific Densdeck Prime Roof Board (Cover Board) c) Adhere GAF 60-mil EverGuard TPO Roof Membrane (Field and Flashing) with GAF EverGuard 1121 TPO Bonding Adhesive. d) Install GAF EverGuard TPO UN-55 Detailing Membrane. e) Install GAF EverGuard TPO Universal Corner. f) Install GAF EverGuard TPO T Joint Patch. g) Install GAF EverGuard TPO 6” Cover Tape. h) Install GAF EverGuard TPO Cut Edge Sealant. i) Install GAF EverGuard TPO Primer. j) Install GAF EverGuard TPO Seam Cleaner. k) Install GAF EverGuard TPO Vent Boot. l) Install OMG termination bars as required m) Install 24 Ga. Prefinished Steel Counterflashing, parapet cap flashing, edges, gutters, downspouts and any roof related flashing and trim. n) Install 24 GA. Stainless steel scuppers o) Install Concrete Splash Blocks. p) Install Strainers as required, size and type to be determined on field. q) Remove equipment @ indicated areas only and patch w/ new roofing system. | 07 54 20 - THERMOPLASTIC POLYOLEFIN ROOFING SYSTEM 07 62 00 - SHEET METAL FLASHING AND TRIM | TPO Roof System Wood Deck Demo Roofing System GAF Drill-Tec Fastener GAF EnergyGuard Flat Polyiso Insulation Tapered Polyiso Roof Insulation Georgia-Pacific Densdeck Prime Roof Board EverGuard TPO Roof Membrane EverGuard 1121 TPO Bonding Adhesive UN-55 Detailing Membrane Universal Corner T Joint Patch Cover Tape Cut Edge Sealant Primer Seam Cleaner Vent Boot Termination Bars Prefinished Steel Counterflashing
ESSER III Funding Beau Chene Zone CD Pricing-2nd |  | Jose Chacon | Roofing Solutions | ST. LAUNDRY PARISH, LA | GRACE HEBERT CURTIS ARCHITECTS, APAC | 123 (TPO) 87 (METAL WALL PANELS) | TPO METAL WALL PANELS | CARLISLE MORIN | I. TPO Roofing System over metal deck. a) Mechanically attach the following materials w/ Carlisle InsulFast #12 Fasteners and Carlisle 3” Insulation Plates: − (1) Layers of 2.5” Carlisle InsulBase Polyiso Insulation. − (1) Layers of 2” Carlisle InsulBase Polyiso Insulation. − 1/2” Slope Carlisle InsulBase Tapered Polyiso Insulation (crickets only). − 1/2" USG Securock Brand Gypsum-Fiber Roof Board (Coverboard). b) Adhere Carlisle SureMB 90 Base Ply w/ type IV Asphalt. c) Adhere Carlisle Sure-Weld AFX TPO 155 mil (field) w/ type IV Asphalt. d) Adhere Carlisle Sure-Weld TPO 60-Mil Reinforced Membrane (flashing) w/ Carlisle Sure-Weld TPO Bonding Adhesive. e) Install Carlisle Sure-Weld TPO Cut-Edge Sealant at all exposed membrane edges. f) Install Carlisle 6” Sure-Weld TPO Pressure-Sensitive Coverstrip at all roof edges in conjunction w/ Carlisle TPO Primer. g) Secure the field membrane to metal deck w/ Carlisle #15 HP-X Fastener and Carlisle 2 3/8” Piranha Plate. h) Install Carlisle Universal Single-Ply Sealant, Carlisle Sure-Weld TPO Pipe Boot, Carlisle Sure-Weld TPO T-Joint Covers, and Carlisle Sure-Weld TPO Universal Corners as needed. i) Install 0.032” Prefinished Aluminum Counter Flashings and any roof-related flashing. j) Install 0.032” Prefinished Aluminum 7”x 5” Gutter. k) Install 0.032” Prefinished Aluminum 5”x 5” Downspouts. l) Install 0.050” Prefinished Aluminum Coping and Drip Edge. II. Install Concrete Splash Blocks. I. Metal Wall Panels System over Stainless Steel Hat Channels. a) Install (1) Layer of 1.5” JM AP Foil-Faced Foam Sheathing Polyiso Insulation per plans. b) Install 16 GA. Galvanized Steel Hat Channels per plans. c) Install 16 GA. Galvanized Steel “Z” Channels per plans. d) Install 22 Ga. Prefinished Steel MX-1 Morin Wall Panel with corresponding sealant and accessories according to the manufacturer´s installation instructions. e) Install 22 Ga. Prefinished Steel MX-3 Morin Wall Panel with corresponding sealant and accessories according to the manufacturer´s installation instructions. f) Install 22 Ga. Prefinished Steel MX-4 Morin Wall Panel with corresponding sealant and accessories according to the manufacturer´s installation instructions. g) Install 22 Ga. Prefinished Steel XC-12 Morin Wall Panel with corresponding sealant and accessories according to the manufacturer´s installation instructions. h) Install 0.040” Prefinished Aluminum MX-6 Vented Soffit Panel with corresponding sealant and accessories according to the manufacturer´s installation instructions. i) Install 22 Ga Pre-finished Steel Closure according to the manufacturer´s installation instructions. (MX-1/ MX-3/MX-4/XC-12 Wall Panel) j) Install 0.032” Prefinished Aluminum Closure according to the manufacturer´s installation instructions. (MX-6 Vented Soffit Panel) k) Install 22 Ga. Pre-finished Steel J-trims, corner trim, base trim, and any wall-related flashing and trim. | 07 54 22 - THERMOPLASTIC POLYOLEFIN ROOFING SYSTEM 07 42 13 - METAL WALL PANELS 07 62 00 - SHEET METAL FLASHING AND TRIM | TPO Roofing System Carlisle InsulFast Polyiso Insulation SureMB 90 Base Ply Sure-Weld AFX TPO 155 mil Sure-Weld TPO 60-Mil Reinforced Membrane TPO Bonding Adhesive Cut-Edge Sealant Pressure-Sensitive Coverstrip Universal Single-Ply Sealant Prefinished Aluminum Counter Flashings Gutter Downspouts Coping Metal Wall Panels System JM AP Foil-Faced Foam Sheathing Galvanized Steel Hat Channels Morin Wall Panel Vented Soffit Panel J-trims
Eunice Zone (Lawtell, East Elementary, Eunice Jr. High, & Glendale Elem |  | Jose Chacon | Roofing Solutions | ST. LAUNDRY PARISH, LA | GRACE HEBERT CURTIS ARCHITECTS, APAC | 158 (TPO) 101 (METAL WALL PANELS) 15 (SOFFIT) | TPO METAL WALL PANELS | CARLISLE MORIN | I. TPO Roofing System over metal deck. a) Mechanically attach the following materials w/ Carlisle InsulFast #12 Fasteners and Carlisle 3” Insulation Plates: − (1) Layers of 2.5” Carlisle InsulBase Polyiso Insulation. − (1) Layers of 2” Carlisle InsulBase Polyiso Insulation. − 1/2” Slope Carlisle InsulBase Tapered Polyiso Insulation (crickets only). − 1/2" USG Securock Brand Gypsum-Fiber Roof Board (Coverboard). b) Adhere Carlisle SureMB 90 Base Ply w/ type IV Asphalt. c) Adhere Carlisle Sure-Weld AFX TPO 155 mil (field) w/ type IV Asphalt. d) Adhere Carlisle Sure-Weld TPO 60-Mil Reinforced Membrane (flashing) w/ Carlisle Sure-Weld TPO Bonding Adhesive. e) Install Carlisle Sure-Weld TPO Cut-Edge Sealant at all exposed membrane edges. f) Install Carlisle 6” Sure-Weld TPO Pressure-Sensitive Coverstrip at all roof edges in conjunction w/ Carlisle TPO Primer. g) Secure the field membrane to metal deck w/ Carlisle #15 HP-X Fastener and Carlisle 2 3/8” Piranha Plate. h) Install Carlisle Universal Single-Ply Sealant, Carlisle Sure-Weld TPO Pipe Boot, Carlisle Sure-Weld TPO T-Joint Covers, and Carlisle Sure-Weld TPO Universal Corners as needed. I. Metal Wall Panels and Soffit System over 7/8” Hat Channels. a) Install (1) Layer of 1.5” AP Foil-Faced Foam Sheathing Polyiso Insulation behind panels per plans. b) Install 16 Ga. 7/8” Galvanized Steel Hat Channels per plans. c) Install 16 Ga. Galvanized Steel “Z” Channels per plans. d) Install 22 Ga. Pre-finished Steel MX-1 Morin Wall Panel with corresponding sealant and accessories according to the manufacturer´s installation instructions. e) Install 22 Ga. Pre-finished Steel MX-3 Morin Wall Panel with corresponding sealant and accessories according to the manufacturer´s installation instructions. f) Install 22 Ga. Pre-finished Steel MX-4 Morin Wall Panel with corresponding sealant and accessories according to the manufacturer´s installation instructions. g) Install 22 Ga. Pre-finished Steel XC-12 Morin Wall Panel with corresponding sealant and accessories according to the manufacturer´s installation instructions. h) Install 22 Ga. Pre-finished Steel MX-6 Soffit Panels with corresponding sealant and accessories according to the manufacturer´s installation instructions. i) Install 22 Ga. Pre-finished Steel Closure per the manufacturer´s instructions. (MX-1 / MX-3 / MX-4 / XC-12 Wall Panel) j) Install 22 Ga. Pre-finished Steel Closure per the manufacturer´s instructions. (MX-6 Soffit Panel) k) Install 22 Ga. Pre-finished Steel J-trims, corner trim, base trim, and any wall-related flashing and trim. | 07 54 22 - THERMOPLASTIC POLYOLEFIN ROOFING SYSTEM 07 42 13 - METAL WALL PANELS 07 62 00 - SHEET METAL FLASHING AND TRIM | TPO Roofing System Carlisle InsulFast Polyiso Insulation SureMB 90 Base Ply Sure-Weld AFX TPO 155 mil Sure-Weld TPO 60-Mil Reinforced Membrane Carlisle Sure-Weld TPO Bonding Adhesive Cut-Edge Sealant Pressure-Sensitive Coverstrip Carlisle TPO Primer HP-X Fastener Piranha Plate Universal Single-Ply Sealant TPO Pipe Boot T-Joint Covers Metal Wall Panels AP Foil-Faced Foam Sheathing Galvanized Steel Hat Channels Morin Wall Panel Soffit Panels
Thibodaux Regional Medical Center Cancer Rebid |  | Jose Chacon | Roofing Solutions | 602 NORTH ACADIA ROAD, THIBODAUX, LA 70301 | WHLC ARCHITECTURE | 166.08 (TPO) 6.52 (PAVERS) 258.58 (TILE) 3.57 (SSMR) 63.61 (WALL PANELS) 2.79 (SOFFIT) | TPO PAVERS TILE SSMR WALL PANELS SOFFIT | JOHNS MANVILLE (TPO) WAUSAU (PAVERS) LUDOWICI (TILE) BERRIDGE (METAL PANELS) | I. SBS Modified Bitumen Roof System at Second Level Roofs, Entry Collonade, Bell Tower at Third Level, Fourth Level Roofs (over structurally flat lightweight concrete deck) – Ref. A2.2, A2.3, 3/A5.3, 5/A6.2, 1/A5.2 a) Prime deck with Soprema Elastocol 500 Primer b) Torch apply Soprema Sopralene 180 SP 3.0 (Vapor Barrier) c) Hot mop (1) Layer of 3.5” Soprema SopraISO Flat Polyiso with Valero Type IV Roofing Asphalt d) Hot mop 1/4” Soprema SopraISO Tapered Polyiso Insulation with Valero Type IV Roofing Asphalt e) Hot mop 1/4” Soprema Sopraboard (Coverboard) f) Hot mop Soprema Elastophene Sanded 3.0 (Base Ply) with Valero Type IV Roofing Asphalt g) Hot mop Soprema Elastophene LS FR GR (SG) (Cap Ply) with Valero Type IV Roofing Asphalt h) Torch apply Soprema Sopralene Flam 180 (Base Flashing) i) Torch apply Soprema Sopralast 50 TV ALU (Cap Flashing) j) Torch apply Soprema Sopralene 180 SP 3.0 (Stripping Ply) k) Install Soprema Soprawalk (Walkway pads. Ref. to Shop Drawings) l) Install JM Perlite Cant Strips (At roof terminations, side walls, curbs) (Ref. to Shop Drawings) m) Install (2) 30”x 36” Bilco S-50 Aluminum Roof Hatch, (2) Bilco Bil-Guard Safety Railing and (2) Bilco LadderUp Safety Post (At second level only. Ref. Shop Drawings) n) Install 24 ga. Stainless Steel 16”x 5” Scuppers, Roof Terminations. o) Install 24 ga. Prefinished Steel Coping Caps, Gravel Guards, Exposed Flashings, Scupper Face Plates, Counterflashings and all Roof Related Sheet Metal Flashing and Trim. II. SBS Modified Bitumen Roof System at Second Level - Balcony (over structurally flat lightweight concrete deck) – Ref. A2.2, L2.0 a) Prime deck with Soprema Elastocol 500 Primer b) Torch apply Soprema Sopralene 180 SP 3.0 (Vapor Barrier) c) Hot mop 1/4” Soprema SopraISO Tapered Polyiso Insulation with Valero Type IV Roofing Asphalt d) Hot mop 1/4” Soprema Sopraboard (Coverboard) with Valero Type IV Roofing Asphalt e) Hot mop Soprema Elastophene 180 Sanded 3.0 (Base Ply) with Valero Type IV Roofing Asphalt f) Hot mop Soprema Elastophene LS FR GR (Cap Ply) with Valero Type IV Roofing Asphalt g) Torch apply Soprema Sopralene Flam 180 (Base Flashing) h) Torch apply Soprema Sopralast 50 TV ALU (Cap Flashing) i) Torch apply Soprema Sopralene 180 SP 3.0 (Stripping Ply) j) Loose laid 1/4” Soprema Sopraboard (Protection Course) k) Loose laid 2” Dow Styrofoam HighLoad 100 XPS Insulation l) Install 23 13/16”x 23 13/16”x 2” Wasau Tile Terra System One with Lok-Down Precast Concrete Paver System m) Install 24 ga. Prefinished Steel Coping Caps, Gravel Guards, Exposed Flashings, Scupper Face Plates and Counterflashings and all Roof Related Sheet Metal Flashing and Trim. n) Green system overburden (By others) III. Tile Roof System (over 3/4” exterior grade plywood deck) a) Demo existing roof down to the metal deck b) Mechanically fasten 3” Atlas ACFoam CrossVent Nailable Roof Insulation with Atlas Nail Base Fasteners c) Install Soprema Lastobond Shield HT Self adhering Underlayment over entire nailable insulation surface d) Install Ludowici Spanish 18-3/8” Barrel Tiles with its corresponding accessories (Spanish Eave Closures, Spanish Top Fixtures, Spanish 18-3/8” End Bands, CC-Hips, CC-Ridges, CC-Hip Starter, CC-Ridge and CC- 2Hip 1 Ridge Terminals) with Drive Pin Collated Stainless Steel Fasteners, according to Manufacturer´s Installation Instructions with Simpson Stainless Steel 11 ga. Roofing nails - Annular Ring Shank (To penetrate ¾” through roof sheathing) e) Install Hurricane Clips at first 3 tile rows (At eaves) f) Install 16 oz. Copper Fascia, Cover Ridge Vent Cap flashing, Perforated Ridge Flashing, Eave Flashing, Valley flashing, Counterflashings and all Clay Tile Roof Related Sheet Metal Flashing and Trim. IV. Metal Wall Panel System at Flat Roof Mansard Walls (over 5/8” Plywood exterior sheathing) – Ref. 12/A6.2, 1/A3.3 a) Mechanically attach Warrior Roofing #30 W Felt Underlayment at walls with roofing plastic cap simplex nails. b) Install 24 ga. Prefinished Steel 36” Berridge R-Panel according to Manufacturer´s Installation Instructions c) Install 24 ga. Prefinished Steel J-Trims, Corner Flashings, Drip Flashings and all Wall Panels Related Sheet Metal Flashing and Trim. V. Metal Wall Panel System at Temporary Patient Pathway (over 3/4” Plywood exterior sheathing) – Ref. 2/A1.0, A1.1 a) Mechanically attach Warrior Roofing #30 W Felt Underlayment at walls with roofing plastic cap simplex nails. b) Install 24 ga. Prefinished Steel 36” Berridge R-Panel according to Manufacturer´s Installation Instructions c) Install 24 ga. Prefinished Steel J-Trims, Drip Flashings and all Wall Panels Related Sheet Metal Flashing and Trim. VI. Metal Wall Panel System at Temporary Patient Pathway (over 3/4” Plywood exterior sheathing) – Ref. 2/A1.0, A1.1 a) Mechanically attach Warrior Roofing #30 W Felt Underlayment at walls with roofing plastic cap simplex nails. b) Install 24 ga. Prefinished Steel 36” Berridge R-Panel according to Manufacturer´s Installation Instructions c) Install 24 ga. Prefinished Steel J-Trims, Drip Flashings and all Wall Panels Related Sheet Metal Flashing and Trim VII. Standing Seam Metal Roofing System at New Canopies at Mansard Roof (over metal framing) – Ref. 4/A3.3 a) Install 24 ga. Prefinished Steel 12-3/4” Berridge Tee Panel “Smooth” Standing Seam Roof System according to Manufacturer´s Installation Instructions b) Install 24 ga. Prefinished Steel Eave Flashings, Rake Flashings, Headwall Flashings and all Roof Panels Related Sheet Metal Flashing and Trim. VIII. Standing Seam Metal Roofing System at Existing Walkway Canopy Addition Roof (over existing metal decking) – Ref. A5.1 a) Install 3/4” Fire Treated Plywood b) Install Soprema Lastobond Shield HT Self adhering Underlayment over entire roof surface c) Install 24 ga. Prefinished Steel 12-3/4” Berridge Tee Panel “Smooth” Standing Seam Roof System according to Manufacturer´s Installation Instructions d) Install 24 ga. Prefinished Steel Rake Flashings, Rakewall Flashings and all Roof Panels Related Sheet Metal Flashing and Trim. IX. Metal Roofing System at Temporary Patient Pathway (over 3/4" fire treated plywood deck) – Ref. 2/A1.0 a) Mechanically attach Warrior Roofing #30 W Felt Underlayment at roof with roofing plastic cap simplex nails. b) Install 24 ga. Prefinished Steel 36” Berridge R-Panel according to Manufacturer´s Installation Instructions c) Install 24 ga. Prefinished Steel Eave Flashings, Rake Flashings, Headwall Flashings and all Roof Panels Related Sheet Metal Flashing and Trim. X. Metal Soffit Panel System at Existing Walkway Canopy Addition Roof (at metal channels) – Ref. 12/A6.2, 1/A3.3 a) Install 18 ga. Steel 1.5” Hat Channels @16”. O.C (According to plans) b) Install 24 ga. Prefinished Steel 12” Berridge FW-12 Panel “Smooth” according to Manufacturer´s Installation Instructions c) Install 24 ga. Prefinished Steel J-Trims and all Soffit Panels Related Sheet Metal Flashing and Trim. | Section 07550 sbs modified bitumen membrane roofing SEction 074213 metal parapet wall panels section 076100 SHEET METAL ROOFING section 077233 ROOF HATCHES | SBS Modified Bitumen Roof System Entry Collonade Bell Tower Lightweight Concrete Deck Primer Vapor Barrier Polyiso Insulation Tapered Polyiso Insulation Coverboard Base Ply Cap Ply Base Flashing Cap Flashing Stripping Ply Walkway Pads Cant Strips Roof Hatch Safety Railing Scuppers Sheet Metal Flashing
Reserve Branch Library-3rd (Reserve library) |  | Jose Chacon | Roofing Solutions | 1482 LA-44, RESERVE, LA 70084 | EWING COLE | 59.62 (TPO) 57.72 (SSMR) | TPO SSMR | GAF (TPO) PAC-CLAD (SSMR) | I. Concrete Roof Paver System over TPO Roof @ Outdoor Multipurpose Roof (RS1-P). a) Install 23 1/2"x 47 1/8”x 2 1/2” Hanover Architectural Products Concrete Prest Pavers (color Matrix #M115 Tudor Finish) according to manufacturer’s installation instructions b) Install Hanover Architectural Products Elevator Pedestal System and all related accessories, according to manufacturer’s installation instructions. c) Install 2 1/2" smooth river stone ballast, color gray, at 13 PSF at RS1-S only. ﻿Section 074113.16 - Standing Seam Metal Roof Panels I. Standing Seam Metal Roof over Metal Roof Deck @ Second and Third Floor Roof. a) Preliminary mechanically attach the following materials w/ GAF #12 Drill-Tec Fastener and GAF 3&quot; Drill Tec Steel Plate: (1) layer of 2&quot; GAF EnergyGuard Flat Polyiso Insulation. (1) layer of 1.5&quot; GAF EnergyGuard Flat Polyiso Insulation. b) Mechanically attach 5/8&quot; Georgia-Pacific Dens Deck Roof Board (Cover Board). c) Install Carlisle WIP 300 HT Self-Adhering Underlayment over the entire cover board. d) Install 22 ga. pre-finished steel 18&quot; Pac-Clad PAC T-250 Standing Seam Metal Roof Panels (smooth) according to manufacturer&#039;s installation instructions. e) Install 22 ga. pre-finished steel ridge flashing, rake-wall flashing, rake flashing, eave flashing, head-wall flashing. f) Install 22 ga. pre-finished steel coping cap w/ 4&quot; overlap joint. g) Install 22 ga. pre-finished steel 6&quot;x6&quot; box gutter. h) Install 22 ga. pre-finished steel 4&quot;x4&quot; square downspout. i) Install perforated leaf guards at gutters. j) Install gutter expansion joint wherever gutter length is over 50 feet. ﻿I. TPO Roof System over flat 1 1⁄2&quot; Metal Roof Deck @ Type RS1 Roof. a) Mechanically attach the following materials w/ GAF #12 Drill-Tec Fastener and GAF 3&quot; Drill Tec Steel Plate: (1) layer of 2&quot; GAF EnergyGuard Flat Polyiso Insulation. (1) layer of 1.5&quot; GAF EnergyGuard Flat Polyiso Insulation. 1/4&quot; slope GAF EnergyGuard Tapered Polyiso Insulation. 1/2&quot; slope GAF Energy Guard Tapered Polyiso Insulation (crickets). 5/8&quot; Georgia-Pacific Dens Deck Roof Board (Cover Board). b) Install GAF EverGuard TPO 60-mil Membrane (Field and Flashings) (color White) w/ GAF EverGuard TPO SBA 1121 Bonding Adhesive. c) Install Termination Bar w/ #12 GAF Drill-Tec Fastener and GAF 3&quot; Drill-Tec Steel Plate @ 12&quot; O.C. to terminate the field membrane at vertical walls. d) Install Termination Bar w/ GAF EverGuard Flexseal Caulk Grade Sealant on top, fastened @ 12&quot; O.C. and GAF EverGuard Water-Block behind membrane at wall flashing membrane termination. e) Install GAF EverGuard Extreme TPO Vent Boot and #12 GAF Drill-Tec Fastener and GAF 3&quot; Drill-Tec Steel Plate, 4 per penetrations, at all pipe penetrations. f) Terminate curb membrane flashing w/ galvanized roof nails and sealing washers @ 12&quot; O.C. max. g) Install 0.050&quot; pre-finished aluminum coping cap and fascias w/ 4&quot; overlap joint. h) Install 0.040&quot; pre-finished aluminum counter flashings and any other TPO roof related sheet metal flashing and trim. II. TPO Roof System over 1 1⁄2&quot; flat Metal Roof Deck @ Type RS1 Roof (South Canopy Roof). a) Mechanically attach the following materials w/ GAF #12 Drill-Tec Fastener and GAF 3&quot; Drill Tec Steel Plate: (1) layer of 1.5&quot; GAF EnergyGuard Flat Polyiso Insulation. 1/4&quot; slope GAF Energy Guard Tapered Polyiso Insulation. 1/2&quot; slope GAF Energy Guard Tapered Polyiso Insulation (crickets). 5/8&quot; Georgia-Pacific Dens Deck Roof Board (Cover Board). b) Install GAF EverGuard TPO 60-mil Membrane (Field and Flashings) (color White) w/ GAF EverGuard TPO SBA 1121 Bonding Adhesive. c) Install Termination Bar w/ #12 GAF Drill-Tec Fastener and GAF 3&quot; Drill-Tec Steel Plate @ 12&quot; O.C. to terminate the field membrane at vertical walls. ﻿d) Install Termination Bar w/ GAF EverGuard Flexseal Caulk Grade Sealant on top, fastened @ 12&quot; O.C. and GAF EverGuard Water-Block behind membrane at wall flashing membrane termination. e) Prime edge metals w/ GAF EverGuard TPO Primer and Install GAF Ever Guard TPO Cover Tape at roof edges. f) Install 0.050&quot; pre-finished aluminum edge flashing w/4&quot; overlap joint. g) Install 0.040&quot; pre-finished aluminum counter flashings and any other TPO roof related sheet metal flashing and trim. III. TPO Roof System over flat 1 1⁄2&quot; Metal Roof Deck @ Type RS1 Roof (West Canopy Roofs). a) Mechanically attach the following materials w/ GAF #12 Drill-Tec Fastener and GAF 3&quot; Drill Tec Steel Plate: - (1) layer of 1&quot; GAF Energy Guard Flat Polyiso Insulation. - 1/4&quot; slope GAF Energy Guard Tapered Polyiso Insulation. - 1/2&quot; slope GAF EnergyGuard Tapered Polyiso Insulation (crickets). 5/8&quot; Georgia-Pacific Dens Deck Roof Board (Cover Board). - b) Install GAF EverGuard TPO 60-mil Membrane (Field and Flashings) (color White) w/ GAF EverGuard TPO SBA 1121 Bonding Adhesive. c) Install Termination Bar w/ #12 GAF Drill-Tec Fastener and GAF 3&quot; Drill-Tec Steel Plate @ 12&quot; O.C. to terminate the field membrane at vertical walls. d) Install Termination Bar w/ GAF EverGuard Flexseal Caulk Grade Sealant on top, fastened @ 12&quot; O.C. and GAF EverGuard Water-Block behind membrane at wall flashing membrane termination. e) Install 0.050&quot; pre-finished aluminum coping cap w/ 4&quot; overlap joint. f) Install 0.040&quot; pre-finished aluminum counter flashings and any other TPO roof related sheet metal flashing and trim. IV. TPO Roof System over flat Concrete Roof Deck @ Type RS1-P and RS1-S (Outdoor Multipurpose Roof). a) Adhere the following materials w/ GAF OlyBond500 Insulation Adhesive: (1) layer of 2&quot; Owens Corning Foamular 400 XPS Insulation. (1) layer of 1.5&quot; Owens Corning Foamular 400 XPS Insulation. 1/4&quot; slope Owens Corning Foamular 400 XPS Tapered Insulation. 1/2&quot; slope Owens Corning Foamular 400 XPS Tapered Insulation (crickets). 5/8&quot; Georgia-Pacific Dens Deck Roof Board (Cover Board). b) Install GAF EverGuard TPO 60-mil Membrane (Field and Flashings) (color White) w/ GAF EverGuard TPO SBA 1121 Bonding Adhesive. c) Install Termination Bar w/ #12 GAF Drill-Tec Fastener and GAF 3" Drill-Tec Steel Plate @ 12" O.C. to terminate the field membrane at vertical walls. d) Install Termination Bar w/ GAF EverGuard Flexseal Caulk Grade Sealant on top, fastened @ 12" O.C. and GAF EverGuard Water-Block behind membrane at wall flashing membrane termination. e) Install GAF Polymat Separation Layer 3 oz. over the entire roof field. f) Install pavers and pedestals at RS1-P only. g) Install 2 1/2" smooth river stone ballast, color gray, at 13 PSF at RS1-S only. h) Install 0.050" pre-finished aluminum coping cap w/ 4" overlap joint. i) Install 0.040" pre-finished aluminum counter flashings and any other TPO roof related sheet metal flashing and trim. | Section 321400 Unit Paving Section 075423 TPO Roofing Section 076200 Sheet Metal Section 074113.16 SSMR Panels | Concrete Roof Paver Hanover Architectural Products Matrix #M115 Tudor Finish Elevator Pedestal System River Stone Ballast Standing Seam Metal Roof Panels GAF #12 Drill-Tec Fastener GAF 3" Drill Tec Steel Plate EnergyGuard Flat Polyiso Insulation Georgia-Pacific Dens Deck Roof Board Carlisle WIP 300 HT Self-Adhering Underlayment Pac-Clad PAC T-250 Standing Seam Metal Roof Panels Ridge Flashing Coping Cap Box Gutter Downspout Leaf Guards TPO Roof System EverGuard TPO Membrane Termination Bar | *
Terry High School New Electives Bldg |  | Jose Chacon | Roofing Solutions | 235 West Beasley Street, Terry, MS 39170 | Ferguson & Associates Architecture | 15.47 (TPO) 21.00 (METAL WALL PANELS) 4.70 (SOFFIT) | TPO SSMR METAL WALL PANELS SOFFIT | GAF (TPO) PAC-CLAD (SSMR) PAC-CLAD (METAL WALL PANELS) PAC-CLAD (SOFFIT) | Section 075422 – TPO Roof System I. TPO Roof System Over Existing Metal Deck. A. Mechanically attach the following materials w/ GAF Drill-Tec Fastener #12 and Drill-Tec 3” Flat Steel Plate: • 2 layers of 2” GAF Energyguard Flat Polyiso Insulation. • 1/4” Sloped GAF EverGuard Tapered Polyiso Roof Insulation. • 5/8” USG Securock Gypsum-Fiber Roof Board (Cover Board). B. Adhere GAF 60-mil EverGuard TPO Roof Membrane (Field and Flashing) with GAF Everguard 1121 TPO Bonding Adhesive. C. Install GAF TPO EverGuard Vent Boot at all pipe penetrations D. Install GAF TPO Universal Corner. E. Install GAF TPO T Joint Patch. F. Install GAF TPO 6” Cover Tape. G. Install GAF EverGuard TPO Cut Edge Sealant. H. Install GAF EverGuard TPO Primer. I. Install GAF EverGuard TPO Seam Cleaner. J. Install 24 Ga. Prefinished Steel Counter Flashings, coping caps and any other roof related sheet metal flashing and trim. PREFORMED METAL STANDING SEAM ROOFING SYSTEM SUMMARY Section 074100 – Preformed Metal Standing Seam Roofing System I. Preformed Metal Standing Seam Roofing System over 3/4" Plywood Deck (By Others). A. Install Mid-States Quik-Stick HT Pro Self-adhering Underlayment over entire plywood deck. B. Install 24 ga. Pre-Finished Steel 16” Pac-Clad Tite-Loc Plus (Smooth) Standing Seam Metal Roof according to manufacturer’s installations instructions w/concealed clips. C. Install 24 Ga. Prefinished Steel Drip Edges, Rakes, Counter Flashings, Fascia, Valley, Ridge, and Any Roof Related Flashing and Trim. D. Install 24 ga. prefinished steel 8”x8” box gutter and 6”x6” downspout FACTORY MANUFACTURED PREFORMED METAL WALL PANELS SYSTEM SUMMARY Section 074110 – Factory Manufactured Preformed Metal Wall Panels System I. Factory Manufactured Preformed Metal Wall Panels System. A. Hatt channels B. Install 24 ga. Pre-Finished Steel Pac-Clad 7.2 Exposed Fastener Wall Panel according to manufacturer’s installations instructions. C. Install 24 Ga. Prefinished Steel J-Trim, Outside Corner, and Any Wall Panel Related Flashing and Trim. PREFORMED ALUMINUM SOFFIT PANEL SYSTEM SUMMARY Section 074120 –Preformed Aluminum Soffit Panel System I. Preformed Aluminum Soffit Panel System. A. Install 24 ga Pre-Finished Steel Pac-Clad PAC-850 Soffit Panel according to manufacturer’s installations instructions. B. Install 24 ga. Pre-Finished Steel J-Trim, and Any Soffit Panel Related Flashing and Trim. | Section 074120 –Preformed Aluminum Soffit Panel System Section 074110 – Factory Manufactured Preformed Metal Wall Panels System Section 074100 – Preformed Metal Standing Seam Roofing System Section 075422 – TPO Roof System | TPO Roof System Metal Deck GAF Drill-Tec Fastener #12 Drill-Tec 3” Flat Steel Plate GAF Energyguard Flat Polyiso Insulation GAF EverGuard Tapered Polyiso Roof Insulation USG Securock Gypsum-Fiber Roof Board Cover Board GAF 60-mil EverGuard TPO Roof Membrane GAF Everguard 1121 TPO Bonding Adhesive EverGuard TPO Vent Boot TPO Universal Corner TPO T Joint Patch TPO 6” Cover Tape EverGuard TPO Cut Edge Sealant EverGuard TPO Primer EverGuard TPO Seam Cleaner 24 Ga. Prefinished Steel Counter Flashings Standing Seam Roofing System Mid-States Quik-Stick HT Pro Self-adhering Underlayment
GC Re-Roof at Tate County Schools Base Bid B(Only) |  | Jose Chacon | Roofing Solutions | 3402 HIGHWAY 4, WEST SARAH, MS 38665 | PRYORMORROW PC | 89 (TPO) 110 (STANDING SEAM METAL ROOF) | TPO STANDING SEAM METAL ROOF | JOHNS MANVILLE PAC-CLAD | TPO ROOF SYSTEM SUMMARY Section 07 54 00 – Thermoplastic Olefin Membrane Roofing I. TPO Roof System over Cementitious deck @ Building #2 a) Remove existing roof system down to existing cementitious roof deck, repair substrate if necessary. b) Install Red Rosin Paper over the entire roof deck w/ plastic cap simplex nails. c) Install JM PERMAPLY 28 w/ Ultralok Locking Impact fastener and plate. d) Install the following materials w/ JM One-Step Foamable adhesive: - (2) layer of 2” JM ENRGY3 Flat Polyiso Insulation. - 1/8” slope JM ENRGY3 Tapered Polyiso Insulation. - 1/4” slope JM ENRGY3 Tapered Polyiso Insulation (crickets only). - 1/4" Georgia-Pacific Densdeck Prime Roof Board (Cover Board). e) Install JM TPO 60 mil (Field and Flashing) w/ JM Membrane Bonding Adhesive. f) Install JM TPO Walkpad were indicated on roof plans. g) Prime all edge metals with JM TPO Membrane Primer. h) Apply JM TPO Membrane cleaner as needed. i) Install JM TPO LVOC Edge Sealant as required. j) Install JM TPO Reinforced Cover Strip at all roof edges. k) Apply JM Single-Ply LVOC Caulk at flashing edges as needed. l) Install JM TPO Pipe Boots at all roof pipe penetrations. m) Install JM TPO T-Joint Patch at all membrane T-joints. n) Install JM TPO Universal Corners at all roof corners and roof curbs. o) Install 24 GA. pre-finished steel drip edge, rake flashing, counter flashing, gutters, downspouts and any roof related flashing and trim. p) Install pressure-treated wood blocking as needed. q) Install Concrete Splash Blocks. METAL ROOF PANELS SYSTEM SUMMARY Section 07 61 13 – Metal Roof Panels I. Metal panels roof system over sloped plywood deck @ Buildings #1 & #3 a) Remove existing roof system down to existing plywood roof deck, patch or replace deteriorated plywood if necessary. b) Install Carlisle WIP300 HT Self- Adhering Underlayment over the entire roof deck. c) Install (1) layer of 2” JM ENRGY 3 Flat Polyiso Insulation w/ JM UltraFast Fasteners #12 w/ UltraFast Plates 3”. d) Install 24 GA. Pre-Finished Steel Pac-Clad 12” Snap-on Standing Seam Panel (1” high) according to manufacturer’s installation instructions. e) Install 24 GA. pre-finished steel drip edge, ridge flashing, rake flashing, valley flashing, counter flashing, gutters, downspouts and any roof related flashing and trim. f) Install Dektite Original Pipe Boots at all roof pipe penetrations. g) Install Concrete Splash Blocks. | 07 54 00 - THERMOPLASTIC POLYOLEFIN ROOFING SYSTEM 07 61 13 - METAL ROOF PANELS 07 62 00 - SHEET METAL FLASHING AND TRIM | TPO Roof System Cementitious Deck Red Rosin Paper JM PERMAPLY 28 Ultralok Locking Impact Fastener JM ENRGY3 Insulation Densdeck Prime Roof Board Membrane Bonding Adhesive TPO Walkpad Membrane Primer Edge Sealant Membrane Cleaner Reinforced Cover Strip Single-Ply LVOC Caulk TPO Pipe Boots T-Joint Patch Universal Corners Pre-finished Steel Flashing Pressure-treated Wood Blocking Concrete Splash Blocks
All Star Hyundai, Baton Rouge, LA | READY | Manrique | Roofing Solutions | AIRLINE HIGHWAY BATON ROUGE, LOUISIANA 70809 | CRESS & LOPRESTO ARCHITECTS L.L.C | 140 | SHEET METAL | PAC-CLAD | f) Install 0.032” pre-finished aluminum counter flashing w/ 3” overlap joint g) Install 0.040” pre-finished aluminum coping cap w/ 3” overlap joint. | 07 62 00 - SHEET METAL FLASHING AND TRIM | counter flashing overlap joint coping cap aluminum pre-finished | 0.032” pre-finished aluminum 0.040” pre-finished aluminum | https://www.pac-clad.com/wordpress2021/wp-content/uploads/2024/03/PAC-CLAD-Product-Data-Flashing-and-Sheet-Metal.pdf
American Village Independence Hall Rebid, Montevallo, AL | READY | Manrique | Roofing Solutions | 3727 HIGHWAY 119, MONTEVALLO, AL 35115 | GOODWYN, MILLS AND CAWOOD, LLC. | 75 | TPO | GAF | TPO Roof System over metal deck a) Mechanically attach the following materials w/ GAF #12 Drill-Tec Fastener and GAF 3” Drill Tec Steel Plates: • One layer of 3” GAF EnergyGuard Flat Polyiso Insulation. • 1/4” Sloped GAF EnergyGuard Tapered Polyiso Insulation. • 1/2” Sloped GAF EnergyGuard Tapered Polyiso Insulation (Crickets). • ½ Georgia-Pacific Densdeck Prime Roof Board (Cover Board) b) Install GAF EverGuard TPO 60-mil Fleece-Back Membrane (Field) (color White) w/ GAF EverGuard WB181 Bonding Adhesive. c) Install Termination Bar w/ Sealant fastened @ 12” O.C. at flashing membrane wall terminations. d) Install GAF TPO Universal Corner. e) Install GAF TPO T Joint Patch. f) Install GAF TPO 6” Cover Tape. g) Install GAF EverGuard TPO Cut Edge Sealant. h) Install GAF EverGuard TPO Primer. i) Install GAF EverGuard TPO Seam Cleaner. j) Install GAF EverGuard TPO Vent Boot. k) Install GAF EverGuard TPO Walkway Roll where required (field verify). l) Install OMG termination bars as required. | 07 54 00 - THERMOPLASTIC POLYOLEFIN ROOFING SYSTEM | TPO Roof System Metal Deck Termination Bar T Joint Patch Cover Tape Cut Edge Sealant Primer Seam Cleaner Vent Boot Walkway Roll OMG Termination Bars Pre-finished Steel Counterflashing | GAF EnergyGuard Flat Polyiso Insulation GAF EnergyGuard Tapered Polyiso Insulation Georgia-Pacific Densdeck Prime Roof Board GAF #12 Drill-Tec Fastener GAF 3” Drill-Tec 3" DF Steel Insulation Plates GAF EverGuard TPO 60-mil Fleece-Back Membrane GAF EverGuard WB181 Bonding Adhesive 24ga. pre-finished steel sheet metal flashing and trim GAF #14 Drill-Tec Fastener GAF StormGuard Film-Surfaced Leak Barrier GAF Feltbuster High-Traction Synthetic Roofing Felt GAF Pro-Start Starter Strip Shingles GAF Timberline HDZ Asphalt Shingles 0.032" pre-finished aluminum sheet metal flashing and trim | https://documents.gaf.com/data-sheets/energyguard-polyiso-insulation-comgt318-(7-23)-_data-sheet.pdf?_gl=1*o6kw1e*_ga*NDY4OTY1MDk2LjE3MDg5NjgxMDU.*_ga_NZXTQY46ZN*MTcwODk2ODEwNC4xLjEuMTcwODk2ODE5MC4zNC4wLjA. https://documents.gaf.com/data-sheets/energyguard-tapered-polyiso-insulation-comgn274-(5-23)-_data-sheet.pdf?_gl=1*t1mefm*_ga*NDY4OTY1MDk2LjE3MDg5NjgxMDU.*_ga_NZXTQY46ZN*MTcwODk2ODEwNC4xLjEuMTcwODk2ODI3MC4yNi4wLjA. https://buildgp.com/wp-content/uploads/2019/01/DensDeck_Prime_Submittal.pdf https://documents.gaf.com/data-sheets/drill-tec-12-fastener---omg-7-17-_data-sheet.pdf?_gl=1*1op59xy*_ga*NDY4OTY1MDk2LjE3MDg5NjgxMDU.*_ga_NZXTQY46ZN*MTcwODk2ODEwNC4xLjEuMTcwODk2ODM4NC41NS4wLjA. https://documents.gaf.com/data-sheets/drill-tec-3--df-steel-insulation-plates-comdt238---trufast-(3-22)-_data-sheet.pdf?_gl=1*q0zpuf*_ga*NDY4OTY1MDk2LjE3MDg5NjgxMDU.*_ga_NZXTQY46ZN*MTcwODk2ODEwNC4xLjEuMTcwODk2ODQ3NS41Ni4wLjA. https://documents.gaf.com/data-sheets/everguard-tpo-45-60-80mil-fleece-back-membrane-comeg873-(9-23)-_data-sheet.pdf?_gl=1*9ih0bk*_ga*NDY4OTY1MDk2LjE3MDg5NjgxMDU.*_ga_NZXTQY46ZN*MTcwODk2ODEwNC4xLjEuMTcwODk2ODYwNS41OS4wLjA. https://documents.gaf.com/data-sheets/everguard-wb181-bonding-adhesive-comeg146-(6-16)-_data-sheet.pdf?_gl=1*iud3ct*_ga*NDY4OTY1MDk2LjE3MDg5NjgxMDU.*_ga_NZXTQY46ZN*MTcwODk2ODEwNC4xLjEuMTcwODk2ODY1Ni44LjAuMA. https://www.pac-clad.com/wordpress2021/wp-content/uploads/2023/03/PAC-CLAD-Product-Data-Flashing-and-Sheet-Metal.pdf https://documents.gaf.com/data-sheets/drill-tec-14-fastener---omg-7-17-_data-sheet.pdf?_gl=1*j3ae1u*_ga*NDY4OTY1MDk2LjE3MDg5NjgxMDU.*_ga_NZXTQY46ZN*MTcwODk3NzQzNy4yLjEuMTcwODk3ODU0NC4yNC4wLjA. https://documents.gaf.com/data-sheets/stormguard-film-surfaced-sell-sheet-resul116-(10-20)-_data-sheet.pdf?_gl=1*1d3eqep*_ga*NDY4OTY1MDk2LjE3MDg5NjgxMDU.*_ga_NZXTQY46ZN*MTcwODk3NzQzNy4yLjEuMTcwODk3ODYyOC4zMC4wLjA. https://www.jwroofingandremodeling.com/documents/FeltBuster_Information_Sheet__2018.pdf https://documents.gaf.com/data-sheets/prostart-starter-strip-resgn546-(7-23)-_data-sheet.pdf?_gl=1*1d6uch*_ga*NDY4OTY1MDk2LjE3MDg5NjgxMDU.*_ga_NZXTQY46ZN*MTcwODk3NzQzNy4yLjEuMTcwODk3ODgzNi4yOS4wLjA. https://documents.gaf.com/data-sheets/timberline-hdz-sell-sheet-restz102c-canada-(1-22)-_data-sheet.pdf?_gl=1*b0rk3t*_ga*NDY4OTY1MDk2LjE3MDg5NjgxMDU.*_ga_NZXTQY46ZN*MTcwODk3NzQzNy4yLjEuMTcwODk3ODg5MC41NC4wLjA. | GAF Drull-Tec Termination Bars GAF EverGuard TPO Universal Corners GAF EverGuard TPO T-Joint Cover Patch GAF EverGuard TPO 6" CoverTape GAF Cut Edge Sealant / Water Block GAF EverGuard TPO Primer GAF EverGuard TPO Seam Cleaner GAF EverGuard TPO Vent Boot GAF EverGuard TPO Walkway Roll OMG Termination Bars GAF Cobra Rigid Vent 3 Exhaust Ridge Vent GAF Seal-A-Ridge Cap Shingle | https://documents.gaf.com/data-sheets/drill%E2%80%91tec-termination-bar-comdt231-(10-21)-_data-sheet.pdf?_gl=1*jznrvp*_ga*NDY4OTY1MDk2LjE3MDg5NjgxMDU.*_ga_NZXTQY46ZN*MTcwODk2ODEwNC4xLjEuMTcwODk2ODcwMS41OS4wLjA. https://documents.gaf.com/data-sheets/everguard-tpo-and-extreme-tpo-universal-corner-comeg190-(10-23)-_datasheet.pdf?_gl=1*ha2gw1*_ga*NDY4OTY1MDk2LjE3MDg5NjgxMDU.*_ga_NZXTQY46ZN*MTcwODk3NzQzNy4yLjEuMTcwODk3NzQ0Ni41MS4wLjA. https://documents.gaf.com/data-sheets/everguard-tpo-and-extreme-tpo-t-joint-cover-patch-comeg195-(1-23)-_data-sheet.pdf?_gl=1*icvznf*_ga*NDY4OTY1MDk2LjE3MDg5NjgxMDU.*_ga_NZXTQY46ZN*MTcwODk3NzQzNy4yLjEuMTcwODk3ODA0MS41Ni4wLjA. https://documents.gaf.com/data-sheets/everguard-tpo-6--cover-tape-comeg843-(2-23)-_data-sheet.pdf?_gl=1*2d22z5*_ga*NDY4OTY1MDk2LjE3MDg5NjgxMDU.*_ga_NZXTQY46ZN*MTcwODk3NzQzNy4yLjEuMTcwODk3ODExNy40OS4wLjA. https://documents.gaf.com/data-sheets/everguard-cut-edge-sealant-and-water-block-comeg832-(10-22)-_data-sheet.pdf?_gl=1*692uba*_ga*NDY4OTY1MDk2LjE3MDg5NjgxMDU.*_ga_NZXTQY46ZN*MTcwODk3NzQzNy4yLjEuMTcwODk3ODE2NS4xLjAuMA. https://documents.gaf.com/data-sheets/everguard-tpo-primer---low-voc-primer-comeg836-(8-23)-_data-sheet.pdf?_gl=1*17zo81b*_ga*NDY4OTY1MDk2LjE3MDg5NjgxMDU.*_ga_NZXTQY46ZN*MTcwODk3NzQzNy4yLjEuMTcwODk3ODI0MC41OS4wLjA. https://documents.gaf.com/data-sheets/everguard-tpo-seam-cleaner-(1-23)-_data-sheet.pdf?_gl=1*k1fgzj*_ga*NDY4OTY1MDk2LjE3MDg5NjgxMDU.*_ga_NZXTQY46ZN*MTcwODk3NzQzNy4yLjEuMTcwODk3ODI4MC4xOS4wLjA. https://documents.gaf.com/data-sheets/everguard-tpo-and-extreme-tpo-vent-boot-comeg160-(2-23)-_data-sheet.pdf?_gl=1*qt6qrf*_ga*NDY4OTY1MDk2LjE3MDg5NjgxMDU.*_ga_NZXTQY46ZN*MTcwODk3NzQzNy4yLjEuMTcwODk3ODMxMi41OS4wLjA. https://documents.gaf.com/data-sheets/everguard-tpo-walkway-roll-comeg844-(11-23)-_data-sheet.pdf?_gl=1*gpg4dj*_ga*NDY4OTY1MDk2LjE3MDg5NjgxMDU.*_ga_NZXTQY46ZN*MTcwODk3NzQzNy4yLjEuMTcwODk3ODM0Ny4yNC4wLjA. https://www.omgroofing.com/sites/default/files/documents/FA1027_TerminationBar_DS_1.pdf https://documents.gaf.com/data-sheets/cobra-rigid-vent-3-exhaust-vent-for-roof-ridge-rescb173-(4-23)-_data-sheet.pdf?_gl=1*glvgr8*_ga*NDY4OTY1MDk2LjE3MDg5NjgxMDU.*_ga_NZXTQY46ZN*MTcwODk3NzQzNy4yLjEuMTcwODk3ODk0OC41Ni4wLjA. https://documents.gaf.com/data-sheets/428830_reshr112-1223_seal-a-ridge-sell-sheet_prf.pdf?_gl=1*1tvee84*_ga*NDY4OTY1MDk2LjE3MDg5NjgxMDU.*_ga_NZXTQY46ZN*MTcwODk3NzQzNy4yLjEuMTcwODk3ODk4OC4xNi4wLjA.
American Village Independence Hall Rebid, Montevallo, AL | READY | Manrique | Roofing Solutions | 3727 HIGHWAY 119, MONTEVALLO, AL 35115 | GOODWYN, MILLS AND CAWOOD, LLC. | 75 | SHINGLES | GAF | Section 07311 – Asphalt Shingles I. Asphalt Shingles Roof System over structurally sloped metal deck a) Install (1) Layer of 1.5” GAF EnergyGuard Flat Polyiso Insulation w/ GAF Drill-Tec #14 Fastener and GAF Drill-Tec 3” steel plates. b) Mechanically attach the following materials w/ GAF Drill-Tec #14 Fastener: • Install 1/2” treated plywood deck. • Install 1 1/2” pressure-treated wood sleepers staggered @ 24” O.C. • Install 5/8” treated plywood deck. c) Install GAF StormGuard Film-Surfaced Leak Barrier underlayment @ all edges, ridges, hips, valleys and at least 18” beyond vertical surfaces. d) Install GAF Feltbuster High-Traction Synthetic Roofing Felt w/ plastic cap simplex nails over entire roof deck. e) Install GAF Pro-Start Starter Strip Shingles at eaves and rakes. f) Install GAF Timberline HDZ Asphalt Shingles (color TBD) w/ roofing nails according to manufacturer’s installation instructions. g) Install GAF Cobra Rigid Vent 3 Exhaust Ridge Vent where indicated. h) Install GAF Seal-A-Ridge Cap Shingle | 07 31 10 - ASPHALT SHINGLES | Asphalt Shingles Roof System structurally sloped metal deck Mechanically attach treated plywood deck pressure-treated wood sleepers underlayment plastic cap simplex nails roofing nails | GAF Timberline HDZ Asphalt Shingles GAF EnergyGuard Flat Polyiso Insulation GAF #12 Drill-Tec Fastener GAF 3” Drill-Tec 3" DF Steel Insulation Plates | https://documents.gaf.com/data-sheets/timberline-hdz-shingle-resgn467hdz-(12-21)-_data-sheet.pdf https://documents.gaf.com/data-sheets/energyguard-polyiso-insulation-comgt318-(7-23)-_data-sheet.pdf?_gl=1*o83pkw*_ga*NDUxMzU5NjU2LjE2OTUzMjA5MDY.*_ga_NZXTQY46ZN*MTcxMjE5NjUxMi43LjEuMTcxMjE5NjUzNC4zOC4wLjA. https://documents.gaf.com/data-sheets/drill-tec-12-fastener---omg-7-17-_data-sheet.pdf https://documents.gaf.com/data-sheets/drill-tec-3--df-steel-insulation-plates-comdt238---trufast-(3-22)-_data-sheet.pdf | GAF StormGuard Film-Surfaced Leak Barrier GAF Feltbuster High-Traction Synthetic Roofing Felt GAF Pro-Start Starter Strip Shingles GAF Cobra Rigid Vent 3 Exhaust Ridge Vent GAF Seal-A-Ridge Cap Shingle | https://documents.gaf.com/data-sheets/stormguard-film-surfaced-sell-sheet-resul116-(10-20)-_data-sheet.pdf https://documents.gaf.com/data-sheets/feltbuster-sell-sheet-resul183_data-sheet.pdf https://documents.gaf.com/data-sheets/prostart-starter-strip-resgn546-(7-23)-_data-sheet.pdf https://documents.gaf.com/data-sheets/cobra-rigid-vent-3-exhaust-vent-for-roof-ridge-rescb173-(4-23)-_data-sheet.pdf https://documents.gaf.com/data-sheets/sealaridge-ridge-cap-shingles-105-reshr112-(9-22)-_data-sheet.pdf
American Village Independence Hall Rebid, Montevallo, AL | READY | Manrique | Roofing Solutions | 3727 HIGHWAY 119, MONTEVALLO, AL 35115 | GOODWYN, MILLS AND CAWOOD, LLC. | 75 | SHEET METAL | PAC-CLAD | m) Install 24 Ga. Pre-finished steel Counterflashing, drip edges, fascias and any roof related flashing and trim. i) Install 0.032” pre-finished aluminum vented drip edges, rake flashings, head wall flashings, sidewall flashings, counter flashings, and other shingles roof-related flashing and trim. | 07 62 00 - SHEET METAL FLASHING AND TRIM | 24 Ga. Pre-finished steel Counterflashing drip edges fascias flashing trim 0.032” pre-finished aluminum vented drip edges rake flashings head wall flashings sidewall flashings shingles roof-related flashing trim | 24 Ga. Pre-finished steel 0.032” pre-finished aluminum | https://www.pac-clad.com/wordpress2021/wp-content/uploads/2024/03/PAC-CLAD-Product-Data-Flashing-and-Sheet-Metal.pdf
1009 Poydras St - GMP-2nd | READY | Manrique | Roofing Solutions | 1009 POYDRAS STREET, NEW ORLEANS, LA 70112 | STUDIO WEST DESIGN & ARCHITECTURE | 96 | TPO | JOHNS MANVILLE | TPO ROOF SYSTEM SUMMARY Section 075400 – Thermoplastic Membrane Roofing I. TPO Membrane Roof System Over Structurally Flat Plywood Deck. Roof Type 1 and 3 at Main Roof, Penthouse, and at Second Floor Roof. a) Loose laid 1/4” slope JM ENRGY3 tapered Polyiso insulation. b) Loose laid 1/2” slope JM ENRGY3 tapered Polyiso insulation, at crickets only. Refer to Taper Plan. c) Mechanically fasten 1/4" DensDeck Prime Coverboard simultaneously with insulation using JM UltraFast Fasteners and UltraFast Metal Plates. d) Adhere 60 mil JM TPO field membrane and flashings, white color, with JM Membrane Bonding Adhesive. e) Install t-joint patches, pre-molded pipe boots and all TPO roof membrane related accessories as per Manufacturer’s instructions. f) Install 0.032” pre-finished aluminum drip edge, fascia, parapet coping cap and counterflashings, refer to 076200 Sheet Metal Flashing and Trim section. II. TPO Membrane Roof System Over Structurally Sloped Steel Deck. Roof Type 5 at Main Roof. a) Loose laid (1) layer of 1.5” JM ENRGY3 Flat Polyiso Insulation. b) Loose laid (1) layer of 1.5” JM ENRGY3 Flat Polyiso Insulation. c) Mechanically fasten 1/4" DensDeck Prime Coverboard simultaneously with insulation using JM UltraFast Fasteners and UltraFast Metal Plates. d) Adhere 60 mil JM TPO field membrane and flashings, white color, with JM Membrane Bonding Adhesive. e) Install t-joint patches, pre-molded pipe boots and all TPO roof membrane related accessories as per Manufacturer’s instructions. f) Install 0.032” pre-finished aluminum drip edge, fascia, parapet coping cap and counterflashings, refer to 076200 Sheet Metal Flashing and Trim section. | 07 54 00 - THERMOPLASTIC POLYOLEFIN ROOFING SYSTEM | TPO Roof System Thermoplastic Membrane Roofing Structurally Flat Plywood Deck Membrane Bonding Adhesive T-joint Patches Pre-molded Pipe Boots Structurally Sloped Steel Deck Pre-finished Aluminum Drip Edge Sheet Metal Flashing and Trim | JM ENRGY3 tapered Polyiso insulation DensDeck Prime Coverboard JM UltraFast Fasteners JM UltraFast Metal Plates JM TPO - 60 mil JM Membrane Bonding Adhesive 0.032” pre-finished aluminum sheet metal flashing & trim | https://www.jm.com/content/dam/jm/global/en/commercial-roofing/products/insulationcoverboardsfamily/insulationcoverboards/enrgy3-flatandtapered/rs-5137-enrgy3rspolyisocyanurateroofinsulation.pdf https://www.jm.com/content/dam/jm/global/en/commercial-roofing/products/insulationcoverboardsfamily/insulationcoverboards/densdeckprimeroofboard/1110226210231466-roofing-products-boards-cover-gypsum-flat-data-sheet.pdf https://www.jm.com/content/dam/jm/global/en/commercial-roofing/Data%20sheets/Fastener%20Data%20Sheets/RS-7099-F_UltrafastFastenersPlates.pdf https://www.jm.com/content/dam/jm/global/en/commercial-roofing/Data%20sheets/Fastener%20Data%20Sheets/RS-7099-P_UltrafastFastenersPlates.pdf https://www.jm.com/content/dam/jm/global/en/commercial-roofing/Data%20sheets/JM%20TPO%20Data%20Sheets/JM%20TPO_JM%20Brand/RS-8633_JMTPO60mil.pdf https://www.jm.com/content/dam/jm/global/en/commercial-roofing/Data%20sheets/Cements%20and%20Coatings%20Data%20Sheets/RS-7845-JM-MEMBRANE-BONDING-ADHESIVE-TPO-EPDM.pdf https://www.pac-clad.com/wordpress2021/wp-content/uploads/2023/03/PAC-CLAD-Product-Data-Flashing-and-Sheet-Metal.pdf | JM TPO Pipe Boots JM TPO T-joint patches JM TPO Universal Corners JM TPO Cover Tape | https://www.jm.com/content/dam/jm/global/en/commercial-roofing/Data%20sheets/JM%20TPO%20Data%20Sheets/JM%20TPO_JM%20Brand/RS-8591_JMTPOPipeBoots.pdf https://www.jm.com/content/dam/jm/global/en/commercial-roofing/Data%20sheets/JM%20TPO%20Data%20Sheets/JM%20TPO_JM%20Brand/RS-8596_JMTPOTJointPatch.pdf https://www.jm.com/content/dam/jm/global/en/commercial-roofing/Data%20sheets/JM%20TPO%20Data%20Sheets/JM%20TPO_JM%20Brand/RS-8597_JMTPOUniversalCorner.pdf https://www.jm.com/content/dam/jm/global/en/commercial-roofing/Data%20sheets/JM%20TPO%20Data%20Sheets/JM%20TPO_JM%20Brand/RS-8595_JMTPOCoverTape.pdf
LUMCON Houma Marine Campus |  | Alexandra | Roofing Solutions | DICKSON ROAD, HOUMA, LA | ESKEW DUMEZ RIPPLE | 109.03 (WALL PANELS) 16.22 (SOFFIT) | WALL PANELS SOFFIT | MORIN | II. Section 07 42 12 –Metal Wall Panels (Type 1 – Wall Panels) a) 16” Morin X-16 Panel Data Sheet b) Morin Color Chart (Color: Bright Silver) (Color 2: Medium Gray) c) Clark Dietrich 18 ga. Galvanized Steel 7/8-” hat channels Data Sheet d) Morin Integrity Series Wall System Installation instructions/Storage and handling e) Engineering calculations (To be sent separately) f) Morin´s Limited Wall 10 Year Weathertightness Warranty Sample g) Morin´s 10 Year Material and Workmanship Warranty Sample - Galvalume h) Morin´s 20 Year Finish Warranty Sample (Type 2 – Wall Panels/Soffit) i) 0.080” Post Painted Aluminum Dri-Design Vertical Wall Panels Data Sheet j) Dri-Design Color 1 & 2 (Custom color 1 @ Wall Panel: Deep Blue Sea & Custom color 2 @ Soffit Panel: Deep Blue Sea) k) Clark Dietrich 18 ga. Galvanized Steel 7/8” hat channels Data Sheet (Refer to item “c) l) Installation instructions m) Engineering calculations (To be sent separately) n) Dri-Design 2 Year Material/Workmanship Warranty Sample o) Dri-Design´s 20 Year Finish Warranty Sample (Type 3 – Wall Panels) p) 7/8” Morin C-37 Perforated Vertical Wall Panels Data Sheet q) Morin Color Chart (Color: Bright Silver) r) Morin Integrity Series Wall System Installation instructions/Storage and handling s) Engineering calculations (To be sent separately) t) Morin´s Limited Wall 10 Year Weathertightness Warranty Sample (Refer to item “f”) u) Morin´s 10 Year Material and Workmanship Warranty Sample - Aluminum v) Morin´s 20 Year Finish Warranty Sample (Refer to item “h”) (Type 1 – Soffit Panels) w) 16” Morin X-16 Metal Soffit Panels Data Sheet x) Morin Color Chart (Color: Bright Silver) y) Clark Dietrich 18 ga. Galvanized Steel 1-1/2” hat channels Data Sheet z) Morin Integrity Series Wall System Installation instructions/Storage and handling (Refer to item “d”) aa) Engineering calculations (To be sent separately) bb) Morin´s Limited Wall 10 Year Weathertightness Warranty Sample (Refer to item “f”) cc) Morin´s 10 Year Material and Workmanship Warranty Sample – Aluminum (Refer to item “v”) dd) Morin´s 20 Year Finish Warranty Sample (Refer to item “h”) (Type 2 – Soffit Panels) ee) 12” Flush Panel with 2 Vee-Grooves Profile ff) Flush Panel Color (Custom color Deep Sea Blue) gg) Clark Dietrich 18 ga. Galvanized Steel 1-1/2” hat channels Data Sheet (Refer to item “z”) hh) Engineering calculations (To be sent separately) ii) Roofing Solutions 2 Year Workmanship Warranty Sample I. 07 42 12 – (Type 1 – Wall Panels) Single Skin Metal Wall Panels System over metal studs with gypsum sheathing a) Install 18 ga. Galvanized Steel 7/8” hat channels b) Install 18 ga. Pre-Finished Steel 16” Morin X-16 (Color 1: Bright Silver) and (Color 2: Medium Gray) Vertical Metal Wall Panels (Smooth) with its corresponding accessories according to Manufacturer´s installation instructions c) Install 18 ga. Pre-Finished Steel J-trims, drip flashings and all wall panels related sheet metal flashing and trim. II. 07 42 12 – (Type 2 – Wall/Soffit Panels) Exterior Modular Wall Panels System over wall studs or insulated metal wall panel attached to wall studs a) Install 18 ga. Galvanized Steel 7/8” hat channels b) Install 0.080” Post Painted Aluminum Dri-Design Vertical Wall Panels (Smooth) (Custom color 1 @ Wall Panel: Deep Blue Sea & Custom color 2 @ Soffit Panel: Deep Blue Sea) with its corresponding accessories according to Manufacturer´s installation instructions c) Install 0.050” Pre-Finished Aluminum J-trims, drip flashings and all wall panels related sheet metal flashing and trim. III. 07 42 12 – (Type 3 – Wall Panels) Exterior Screen Wall Panels System over Z Girts (7/4.3 Add.2) a) Install 18 ga. Galvanized Steel Z-Girts attached to steel posts b) Install 0.040” Pre-Finished Aluminum 7/8” Morin C-37 Perforated Vertical Wall Panels (Color: Bright Silver) (3/16” perforations @ 5/16” – 33% open area) with its corresponding accessories according to Manufacturer´s installation instructions with galvanized steel fasteners c) Install 0.040” Pre-Finished Aluminum J-trims, drip flashings and all wall panels related sheet metal flashing and trim. IV. 07 42 12 – (Type 1 – Soffit Panels) Soffit Panels System over metal studs a) Install 18 ga. Galvanized Steel 1-1/2” hat channels b) Install 0.032” Pre-Finished Aluminum 16” Morin X-16 (Color: Bright Silver) with its corresponding accessories according to Manufacturer´s installation instructions. c) Install 0.032” Pre-Finished Aluminum J-trims, drip flashings and all soffit panels related sheet metal flashing and trim. V. 07 42 12 – (Type 2 – Soffit Panels) Soffit Panels System over metal studs a) Install 18 ga. Galvanized Steel 1-1/2” hat channels b) Install 0.032” Pre-Finished Aluminum 12” Flush Soffit Panel w/2 Vee-Grooves (Color: Custom color Deep Sea Blue) with its corresponding accessories according to Manufacturer´s installation instructions. c) Install 0.032” Pre-Finished Aluminum J-trims, drip flashings and all soffit panels related sheet metal flashing and trim. | Section 074212 – Metal Wall Panels Section 074213 - Insulated Wall Panels | Metal Wall Panels Morin X-16 Panel Color Chart Galvanized Steel Hat Channels Integrity Series Wall System Installation Instructions Engineering Calculations Weathertightness Warranty Material and Workmanship Warranty Finish Warranty Soffit Panels Dri-Design Vertical Wall Panels Custom Color Post Painted Aluminum C-37 Perforated Vertical Wall Panels Screen Wall Panels Z Girts Flush Panel Roofing Solutions Workmanship Warranty
1009 Poydras St - GMP-2nd | READY | Manrique | Roofing Solutions | 1009 POYDRAS STREET, NEW ORLEANS, LA 70112 | STUDIO WEST DESIGN & ARCHITECTURE | 96 | STANDING SEAM METAL ROOF | PAC-CLAD | Section 074113 – Metal Roof Panels I. Standing Seam Metal Roof at Northwest second floor balcony roof (to match adjacent balcony per plans). a) Install Soprema Lastobond Shield HT Self-Adhering Underlayment over the entire roof deck. b) Install 24 ga. pre-finished steel 16” Pac-Clad PAC T-250 Roof Panel according to manufacturer’s installation instructions. c) Install 24 ga. pre-finished steel roof related flashing and trim. II. Standing Seam Metal Roof at Southeast second floor balcony roof. a) Install Soprema Lastobond Shield HT Self-Adhering Underlayment over the entire roof deck. b) Install 24 ga. pre-finished steel 16” Pac-Clad Snap-Clad Roof Panel according to manufacturer’s installation instructions. c) Install 24 ga. pre-finished steel roof related flashing and trim. d) Install 24 ga. pre-finished steel 3”x3” square gutter and 2”x2” downspout. | 07 41 13 - METAL ROOF PANELS | Metal Roof Panels Standing Seam Metal Roof Underlayment 24 ga. pre-finished steel roof related flashing and trim 3”x3” square gutter 2”x2” downspout | Pac-Clad PAC T-250 Roof Panel Pac-Clad Snap-Clad Roof Panel | https://www.pac-clad.com/wordpress2021/wp-content/themes/pac2021/e-tools/file-request.php?did=3107 https://www.pac-clad.com/wordpress2021/wp-content/themes/pac2021/e-tools/file-request.php?did=2941 | Soprema Lastobond Shield HT Self-Adhering Underlayment | https://soprema.us/wp-content/uploads/2020/08/PDS_Lastobond_HT_Shield_230309.pdf
Air Traffic Control Tower Rainscreen | READY | Lisbeth M | Roofing Solutions | CHENNAULT INTERNATIONAL AIRPORT AUTHORITY, LAKE CHARLES, LA | VSG ARCHITECTS | 60 | METAL WALL PANELS | IMETCO | METAL WALL PANELS SYSTEM SUMMARY I. Metal Wall Panels System over existing masonry wall @ Base Building a) Install IMETCO Intelliwrap LVB Fluid-Applied Air Watter over the existing masonry. b) Install 18 Ga. Galv Steel IMETCO Hat Channel Vented. c) Install 0.063” Aluminum IMETCO 20” wide x 48” long Element Metal Wall Panels System with corresponding closure, sealant, and accessories according to the manufacturer´s installation instructions. (Horizontal Installation) d) Install 0.040” Aluminum IMETCO related wall flashing, according to manufacturer’s installation instructions. II. Metal Wall Panels System over existing masonry wall @ Base Building a) Install IMETCO Intelliwrap LVB Fluid-Applied Air Watter over the existing masonry. b) Install 18 Ga. Galv Steel IMETCO Hat Channel Vented. c) Install 22 Ga. Galvanized IMETCO 12” LWS12S-12F Latitude Metal Wall Panels System with corresponding closure, sealant, and accessories according to the manufacturer´s installation instructions. (Horizontal Installation). d) Install 22 Ga. Galvanized IMETCO related wall flashing, according to manufacturer’s installation instructions. III. Metal Wall Panels System over existing masonry wall @ Mechanical deck a) Install IMETCO Intelliwrap LVB Fluid-Applied Air Watter over the existing masonry. b) Install 16 Ga. Galv Steel IMETCO Hat Channel Vented. c) Install 24 Ga. Pre-finished Steel IMETCO Flat Sheet w/ S-Lock Seam and cross breaks. d) Install 24 Ga. Pre-finished steel IMETCO related wall flashing, according to manufacturer’s installation instructions. | 07 42 10 - METAL WALL PANEL RAINSCREEN ASSEMBLY | Metal Wall Panels Fluid-Applied Air Water Barrier 18 Ga. Galvanized Steel Hat Channel 0.063” Aluminum Element Metal Wall Panels Horizontal Installation 0.040” Aluminum Wall Flashing Existing Masonry Wall 22 Ga. Galvanized Latitude Metal Wall Panels Mechanical Deck 16 Ga. Galvanized Steel Hat Channel 24 Ga. Pre-finished Steel Flat Sheet S-Lock Seam Cross Breaks Vented Hat Channel Closure and Sealant Fluid-Applied Air Water Barrier Pre-finished Steel Wall Flashing | IMETCO Intelliwrap Liquid Applied Vapor Barrier IMETCO Hat Channel Vented 0.063” pre-finished aluminum IMETCO 20” wide x 48” long Element Metal Wall Panels System 22ga. pre-finished steel IMETCO 12” LWS12S-12F Latitude Metal Wall Panels System 0.040” Aluminum IMETCO related wall flashing | https://imetco.com/products/air-barriers/ https://imetco.com/products/wall-cladding-systems/element/ | IMETCO Element Metal Wall Panels System related Sheet flashing IMETCO Latitude Metal Wall Panels System | https://imetco.com/products/wall-cladding-systems/element/ https://imetco.com/products/wall-cladding-systems/latitude/
4536 Brooklyn Chapter Building II | READY | Manrique | Snyder | 4536 BROOKLYN AVENUE, SEATTLE, WA 98105 | - | 150 | SBS | SOPREMA | SECTION: 07 52 16 SBS MODIFIED BITUMINOUS MEMBRANE ROOFING SYSTEM DESCRIPTION FIELD: Concrete Deck (R2, R3, R4) • PRIME CONCRETE WITH ELASTOCOL STICK • INSTALL 1 LAYER SOPRAVAP’R (SELF ADHERED) • ADHERE 2 LAYER OF 2” SOPRA-ISO OVER VAPOR BARRIER WITH DUOTACK ADHESIVE • ADHERE ¼” TAPERED SOPRA-ISO WITH DUOTACK ADHESIVE • ADHERE 1/8” SOPRABOARD COVERBOARD OVER TAPERD INSULATION WITH DUOTACK ADHESIVE • TORCH APPLY 1 LAYER OF SOPRLAENE FLAM 180 BASE SHEET • TORCH APPLY 1 LAYER OF SOPRALENE FLAM 250 FR GR CAP SHEET • INSTALL 1 LAYER 1/8” SOPRABOARD LOOSE LAID AT PAVER AN PV AREAS (R2) • INSTALL ROOT BARRIER AND DRAIN MAT (R3) • TORCH APPLY SOPRAWALK WALK OFF MATS FIELD: Metal Deck (R5, R6) • MECHANICALLY FASTEN ONE LAYER OF 5/8” DENSDECK PRIME OVER METAL DECKING • INSTALL 1 LAYER SOPRAVAP’R (SELF ADHERED) • MECHANICALLY FASTEN 3 LAYERS OF 2.2” SOPRA-ISO • ADHERE 1/2” TAPERED SOPRA-ISO CRICKETS WITH DUOTACK ADHESIVE • ADHERE 1 LAYER 1/8” SOPRABOARD WITH DUOTACK ADHESIVE • TORCH APPLY 1 LAYER OF SOPRLAENE FLAM 180 BASE SHEET • TORCH APPLY 1 LAYER OF SOPRALENE FLAM 250 FR GR CAP SHEET FLASHING: • TORCH APPLY ONE LAYER OF ELATOPHENE FLAM 180 TO VERTICAL SURFACES • TOCH APPLY ONE LAYER OF SOPRALENE CAP SHEET AT VERTICAL SURFACES • FLASH PENETRATIONS AND DRAINS WITH ALSAN RS 230 FLASH | 07 52 16 - MODIFIED BITUMINOUS MEMBRANE | SBS Modified Bituminous Membrane Roofing Concrete Deck Metal Deck Root Barrier Drain Mat Mechanically Fasten Torch Apply Roofing System | Soprema Elastocol 500 Soprema Sopravap'r Soprema Sopra-iso Soprema Sopra-iso Tapered Soprema Duotack 365 Soprema Sopraboard (1/8") Soprema Sopralene Flam 180 Soprema Sopralene 250 FR GR Soprema Soprabarrier 20PE,30PE,40PE Soprema Sopradrain 100 Soprema Soprawalk Georgia-Pacific DensDeck Prime Roof Board | https://soprema.us/wp-content/uploads/2022/02/PD10136-Elastocol500.pdf https://soprema.us/wp-content/uploads/2020/08/PDS_Sopravapr_230309.pdf https://soprema.us/wp-content/uploads/2020/08/PDS_SopraISO_230926.pdf https://soprema.us/wp-content/uploads/2022/07/PD10318-DUOTACK-365_220721.pdf https://soprema.us/wp-content/uploads/2020/08/PDS_SopraISO_Tapered_230926.pdf https://soprema.us/wp-content/uploads/2020/08/PDS_Sopraboard_1-8in_231102.pdf https://soprema.us/wp-content/uploads/2023/06/PDS_Sopralene_FLAM_180_230607.pdf https://soprema.us/wp-content/uploads/2020/09/soprawalk_pds.pdf https://soprema.us/wp-content/uploads/2023/04/PDS_Sopranature_Sopradrain_100_230322.pdf https://soprema.us/wp-content/uploads/2020/08/PDS_Soprabarrier_240223.pdf https://soprema.us/wp-content/uploads/2020/08/PDS_Sopralene_FLAM_250_FR_GR_230626.pdf https://buildgp.com/wp-content/uploads/2019/01/DensDeck_Prime_Submittal.pdf | Soprema Alsan RS 230 Field Soprema Alsan RS 230 Flash | https://soprema.us/wp-content/uploads/2020/08/PDS_AlsanRS_230_Field_231128.pdf https://soprema.us/wp-content/uploads/2020/08/PDS_AlsanRS_230_Flash_231103.pdf
SOWELA Tech College Phase 3A - Arts & Humanities Bldg. Recon | READY | Alexandra | Roofing Solutions | 2000 MERGANSER STREET. LAKE CHARLES, LA 70615 | CHAMPEAUX EVANS HOTARD, APAC | 404.34 | SSMR | PAC-CLAD | I. Standing Seam Metal Roof System over metal deck @ Arts and Humanities Building a) Simultaneously mechanically fasten: - 4” Atlas ACFoam II Roof Insulation. - 1/2" Densdeck Prime Roof Board Cover Board b) Install one (1) layer of Mid States Asphalt Quick Stick HT self-adhering underlayment. c) Install 22 ga. pre-finished steel 16” Pac-Clad T-250 metal roof panel. d) 22 ga. pre-finished steel 8”x8” gutter, 6”x6” downspout, ridge, eave, valley and fascia. | Section 074113 – Standing Seam Metal Roof Panels | Standing Seam Metal Roof System Metal Deck Mechanically Fasten Roof Insulation Pre-finished Steel Gutter and Downspout Ridge Eave Valley Fascia | Atlas ACFoam II Roof Insulation Densdeck Prime Roof Board Cover Board Pac-Clad T-250 Mid States Asphalt Quick Stick HT | https://roof.atlasrwi.com/products/acfoam-polyiso-roof-insulation/acfoam-ii/ chrome-extension://efaidnbmnnnibpcajpcglclefindmkaj/https://www.pac-clad.com/wordpress2021/wp-content/themes/pac2021/e-tools/file-request.php?did=3107 chrome-extension://efaidnbmnnnibpcajpcglclefindmkaj/https://buildgp.com/wp-content/uploads/2019/01/DensDeck_Prime_Submittal.pdf chrome-extension://efaidnbmnnnibpcajpcglclefindmkaj/https://assets.caboosecms.com/media/13847540_101022_updated_spec_sheet_ht.pdf?1665674977 |  |  | 10
The Forum Lafayette, LA | READY | Alexandra | Roofing Solutions | 4517 JOHNSON STREET, LAFAYETTE, LA 70503 | ARCHITECT’S DESIGN STUDIO | 42.3 | SSMR | MBCI | I. Standing Seam Metal Roof System over 5/8” plywood decking (by others) @ Building A. a) Install Mid-States Asphalt QUIK-Stick HT Pro Self-Adhering Underlayment over the plywood deck. b) Install MBCI 22 ga. pre-finished steel 24” Double-Lok Standing Seam Metal Roof Panel according to manufacturer's installation instructions. II. Standing Seam Metal Roof System over 3/8” thick thermal spacers and “Z” Roof Purlins (open framing) (by others) @ Building C. a) Install MBCI 22 ga. pre-finished steel 24” Double-Lok Standing Seam Metal Roof Panel according to manufacturer's installation instructions. III. Standing Seam Metal Roof System over 5/8” plywood decking (by others) @ Building D (upper and lower roof) and Building D Mezzanine Roof. a) Install Mid-States Asphalt QUIK-Stick HT Pro Self-Adhering Underlayment over the plywood deck. b) Install MBCI 22 ga. pre-finished steel 24” Double-Lok Standing Seam Metal Roof Panel according to manufacturer's installation instructions. | Section 07415 Metal Roofing | Standing Seam Metal Roof System Plywood Decking Self-Adhering Underlayment Coping Drip Edge Rake Counter Flashings Conductor Heads Face Plates Downspouts Stainless Steel Internal Gutter Scuppers Thermal Spacers "Z" Roof Purlins Open Framing | Mid-States Asphalt QUIK-Stick HT Pro MBCI 22 ga. pre-finished steel 24” Double-Lok Standing Seam | chrome-extension://efaidnbmnnnibpcajpcglclefindmkaj/https://assets.caboosecms.com/media/13847540_101022_updated_spec_sheet_ht.pdf?1665674977 https://www.mbci.com/wp-content/uploads/Widen%20Assets/Data%20Sheets/Panel%20Data%20SheetsMBCI24_Double-Lok-Panel-Data-Sheet_0707209991101_RevD_MS_0124_WEB.pdf |  |  | 10 | HEAD WALL DETAIL SIDE WALL DETAIL PIPE PENETRATION DETAIL EQUIPMENT CURB DETAIL EQUIPMENT CURB DETAIL INTERNAL GUTTER DETAIL SCUPPER AND CONDUCTOR HEAD DETAIL SCUPPER AND CONDUCTOR HEAD DETAIL DOWNSPOUT AND SPLASH BLOCK DETAIL DOWNSPOUT BRACKET AND OVERLAP DETAIL
The Forum Lafayette, LA | READY | Alexandra | Roofing Solutions | 4517 JOHNSON STREET, LAFAYETTE, LA 70503 | ARCHITECT’S DESIGN STUDIO | 42.3 | SHEET METAL | MBCI | c) Install 22 ga. pre-finished steel coping, drip edge, rake and counter flashings. d) Install 22 ga. pre-finished steel conductor heads and face plates. e) Install 22 ga. pre-finished steel 6”x6” downspouts. f) Install 24 ga. stainless steel internal gutter and scuppers. | Section 07620 Sheet Metal Flashing and Trim | 22 ga. pre-finished steel coping drip edge rake counter flashings conductor heads face plates downspouts 24 ga. stainless steel internal gutter scuppers | 22 ga. pre-finished steel 24 ga. stainless steel | https://www.mbci.com/products/architectural-flat-sheets/

## Contach channel (hidden)
channel of contact
Phone
E-mail

## Contact by (hidden)
Contact by
ALizano
BVillalobos
FChaverri
MGomez

## Status (hidden)
Yes | Yes
No | No
Pending
Rejected
Accepted
n/a

## Industry (hidden)
Industry types
ROOFING
WALL PANELS
WATERPROOFING
SOLAR PANELS
ARCHITECTURE
GREEN WALLS
GREEN ROOFING